## README
Major Updates from Previous Version in Response to Agency Comments
* Filled in control efficiency and cost-effectiveness for several control options for which estimates were not included previously
* Re-evaluated SCCs associated with each control option which resulted in changes to estimated emission reductions for several control options
* Added reference links on the right side of the table in each options tab
* Indicated in the 5 right-most columns of each options tab the values that have changed from the previous version
TAB | Description
Mobile_Options | control option descriptive information for mobile sources
Mobile_state_reductions | by state emission reductions for mobile sources
Nonpoint_Options | control option descriptive information for nonpoint sources
Nonpoint_state_reductions | by state emission reductions for nonpoint sources
Point_Options | control option descriptive information for point sources
Point_state_reductions | by state emission reductions for point sources
C-E_Shortlist | control option shortlist sorted by cost-effectiveness
EmissRed_Shortlist | control option shortlist sorted by emission reductions
Notes/Guidance:
For control options included in the master list, existing literature was reviewed to populate screening criteria (see tabs *_options). In the case that a data field was not able to be populated for a specific data field, "NA" is noted on the screening table.
A shortlist of control options were identified based on the the most cost-effective and emission reducing measures in each sector: point, nonpoint, and mobile. The top ten control options a) by cost-effectiveness and b) by emission reductions were included on the shorlist for each sector. Ramboll also selected ten additional options for inclusion on the shortlist based on engineering judgement for measures deemed to be potential candidates based on an emerging and/or reliable control option.
Not all measures on the shortlist will be evaluated in detail in the white papers. LADCO should consider 10-15 measures for additional detailed evaluation.

## Mobile_options
Shortlist | # | Source Category | Emission Reduction Measure Name | Target Pollutant(s): NOx and/or VOC | % Penetration | Control Efficiency (% reduction) [1] | Cost Effectiveness ($/ton) [1] | % LADCO-wide emissions subject to measure [2] | Estimated Absolute Emissions Reduction After Control (tpy) | Comments | Reference(s) | Reference 1 | Reference 2 | Reference 3 | Reference 4 | Reference 5 | Change to % Penetration | Change to Control Efficiency (% reduction) [1] | Change to Cost Effectiveness ($/ton) [1] | Change to % LADCO-wide emissions subject to measure [2] | Change to Estimated Absolute Emissions Reduction After Control (tpy)
General
- | G-1 | Several Mobile (Passenger Vehicles, Lawn and Garden) | Ozone Action Days - Education and Promotion Campaigns | NOx | NA | NA | Low cost | 2.52% | NA | 0 | EPA Menu of Control Measures | https://www.epa.gov/air-quality-implementation-plans/menu-control-measures-naaqs-implementation |  |  |  |  | - | - | - | Revised | - | TRUE | G-1NOx | Low cost
- | G-1 | Several Mobile (Passenger Vehicles, Lawn and Garden) | Ozone Action Days - Education and Promotion Campaigns | VOC | NA | NA | Low cost | 4.665% | NA | 0 | EPA Menu of Control Measures | https://www.epa.gov/air-quality-implementation-plans/menu-control-measures-naaqs-implementation |  |  |  |  | - | - | - | Revised | - | TRUE | G-1VOC | Low cost
| Onroad | [21 empty] | Onroad | 0
CE | O-1 | Gasoline Vehicles | Opt into Reformulated Gasoline (RFG) Standards | NOx | 1% | 2% | $3,613/ton NOx | 9.266% | 19.872 | 0 | EPA Menu of Control Measures | https://www.epa.gov/air-quality-implementation-plans/menu-control-measures-naaqs-implementation |  |  |  |  | - | - | - | - | - | TRUE | O-1NOx | $3,613/ton NOx
CE | O-1 | Gasoline Vehicles | Opt into Reformulated Gasoline (RFG) Standards | VOC | 1% | 0.1% | NA | 9.251% | 1.3956 | 0 | EPA Menu of Control Measures | https://www.epa.gov/air-quality-implementation-plans/menu-control-measures-naaqs-implementation |  |  |  |  | - | - | - | - | - | TRUE | O-1VOC | NA
- | O-2 | Gasoline Vehicles | Low RVP Gasoline | VOC | 1% | 2.5% | $5,700/ton VOC | 9.251% | 34.889 | 0 | EPA Menu of Control Measures | https://www.epa.gov/air-quality-implementation-plans/menu-control-measures-naaqs-implementation |  |  |  |  | - | - | - | - | - | TRUE | O-2VOC | $5,700/ton VOC
EmissRed | O-3 | Gasoline Vehicles | Petition EPA to Remove the 1 Psi Allowance for 9-10% Ethanol Blends | VOC | 100% | 3% | NA | 9.251% | 4186.6811 | 0 | EPA Menu of Control Measures | https://www.epa.gov/air-quality-implementation-plans/menu-control-measures-naaqs-implementation |  |  |  |  | - | - | - | Revised | Revised | TRUE | O-3VOC | NA
- | O-4 | Light Duty and Medium Duty Gasoline and Diesel Vehicles (<8,500 lbs) | Accelerated Retirement of Older Light Duty and Medium Duty Vehicles | NOx | 1% | 0.5% | $17,000-340,000/ton NOx | 9.71% | 5.2058 | % Reduction varies widely by program | South Coast Air Quality Management District (SCAQMD) 2016 AQMP, Evaluation of Mobile Source Control Strategies for the Houston-Galveston-Brazoria State Implementation Plan | http://www.aqmd.gov/docs/default-source/clean-air-plans/air-quality-management-plans/2016-air-quality-management-plan/control-strategies/mobilesourcemeasures041416.pdf | https://www.aqmd.gov/docs/default-source/clean-air-plans/air-quality-management-plans/2016-air-quality-management-plan/final-2016-aqmp/chapter4.pdf?sfvrsn=4 | http://www.tceq.texas.gov/assets/public/implementation/air/sip/hgb/hgb_sip_2009/09017SIP_ado_Appendix_F.pdf |  |  | - | - | - | Revised | Revised | TRUE | O-4NOx | $17,000-340,000/ton NOx
- | O-4 | Light Duty and Medium Duty Gasoline and Diesel Vehicles (<8,500 lbs) | Accelerated Retirement of Older Light Duty and Medium Duty Vehicles | VOC | 1% | 0.5% | NA | 8.501% | 6.4126 | C-E only available for NOX | South Coast Air Quality Management District (SCAQMD) 2016 AQMP Evaluation of Mobile Source Control Strategies for the Houston-Galveston-Brazoria State Implementation Plan | http://www.aqmd.gov/docs/default-source/clean-air-plans/air-quality-management-plans/2016-air-quality-management-plan/control-strategies/mobilesourcemeasures041416.pdf | https://www.aqmd.gov/docs/default-source/clean-air-plans/air-quality-management-plans/2016-air-quality-management-plan/final-2016-aqmp/chapter4.pdf?sfvrsn=4 | http://www.tceq.texas.gov/assets/public/implementation/air/sip/hgb/hgb_sip_2009/09017SIP_ado_Appendix_F.pdf |  |  | - | - | - | Revised | Revised | TRUE | O-4VOC | NA
R-Select | O-5, O-6 | Passenger Vehicles and Motorcycles | Accelerated Penetration of Partial Zero (PHEV) Emission and Zero Emission Vehicles | NOx | 1% | 52% | $26,287-46,062/ton NOx+VOC | 10.03% | 559.0046 | 0 | South Coast Air Quality Management District (SCAQMD) 2016 AQMP Evaluation of Mobile Source Control Strategies for the Houston-Galveston-Brazoria State Implementation Plan | http://www.aqmd.gov/docs/default-source/clean-air-plans/air-quality-management-plans/2016-air-quality-management-plan/control-strategies/mobilesourcemeasures041416.pdf | https://www.swenergy.org/data/sites/1/media/documents/publications/documents/2017_EV_Emissions_Update_Wasatch_Front_Jan-2017.pdf | http://www.tceq.texas.gov/assets/public/implementation/air/sip/hgb/hgb_sip_2009/09017SIP_ado_Appendix_F.pdf |  |  | - | - | - | Revised | Revised | TRUE | O-5, O-6NOx | $26,287-46,062/ton NOx+VOC
R-Select | O-5, O-6 | Passenger Vehicles and Motorcycles | Accelerated Penetration of Partial Zero (PHEV) Emission and Zero Emission Vehicles | VOC | 1% | 65% | $26,287-46,062/ton NOx+VOC | 9.186% | 900.7729 | 0 | South Coast Air Quality Management District (SCAQMD) 2016 AQMP Evaluation of Mobile Source Control Strategies for the Houston-Galveston-Brazoria State Implementation Plan | http://www.aqmd.gov/docs/default-source/clean-air-plans/air-quality-management-plans/2016-air-quality-management-plan/control-strategies/mobilesourcemeasures041416.pdf | https://www.swenergy.org/data/sites/1/media/documents/publications/documents/2017_EV_Emissions_Update_Wasatch_Front_Jan-2017.pdf | http://www.tceq.texas.gov/assets/public/implementation/air/sip/hgb/hgb_sip_2009/09017SIP_ado_Appendix_F.pdf |  |  | - | - | - | Revised | Revised | TRUE | O-5, O-6VOC | $26,287-46,062/ton NOx+VOC
- | O-7 | Passenger Vehicles | Travel Efficiency Strategies | NOx | 1% | 3.5% | NA | 10.03% | 37.6253 | 0 | EPA Menu of Control Measures | https://www.epa.gov/air-quality-implementation-plans/menu-control-measures-naaqs-implementation |  |  |  |  | - | - | - | Revised | Revised | TRUE | O-7NOx | NA
- | O-7 | Passenger Vehicles | Travel Efficiency Strategies | VOC | 1% | 3.5% | NA | 9.186% | 48.5032 | 0 | EPA Menu of Control Measures | https://www.epa.gov/air-quality-implementation-plans/menu-control-measures-naaqs-implementation |  |  |  |  | - | - | - | Revised | Revised | TRUE | O-7VOC | NA
EmissRed | O-8 | Heavy Duty Vehicles | Inspection and Maintenance Program (Remote sensing) | NOx | 50% | 6.875% | NA | 7.208% | 2656.681 | CARB HD I/M Program In-Development | ARB Heavy-Duty Inspection and Maintenance Program | https://ww2.arb.ca.gov/our-work/programs/heavy-duty-inspection-and-maintenance-program/about | https://theicct.org/sites/default/files/publications/HDV%20insp-maint%20White%20Paper%20v2.pdf |  |  |  | Revised | Revised | - | Revised | Revised | TRUE | O-8NOx | NA
- | O-9 | Light Duty Vehicles | Commuter Programs | NOx, VOC | NA | NA | NA | NA | NA | See measures O-33, O-37, O-38, O-39 | EPA’s Transportation Initiatives Documents | https://nepis.epa.gov/Exe/ZyPDF.cgi/P100HP2E.PDF?Dockey=P100HP2E.PDF |  |  |  |  | Revised | Revised | Revised | Revised | Revised | TRUE | O-9NOx, VOC | NA
EmissRed | O-10 | Heavy Duty Diesel Vehicles | Ultra-Low NOx Engine Replacement | NOx | 10% | 90% | NA | 5.71% | 5510.0227 | 0 | ARB California heavy-duty trucks low-NOx standards | https://ww3.arb.ca.gov/msprog/onroad/optionnox/optional_low_nox_certified_hd_engines.pdf |  |  |  |  | - | - | - | Revised | Revised | TRUE | O-10NOx | NA
EmissRed | O-11 | Heavy Duty Diesel Vehicles and Buses | Accelerated Fleet Turnover / Retrofit Requirements | NOx | 50% | 25% | $3,822/ ton NOx | 7.693% | 10311.0949 | 0 | ARB Truck and Bus Regulation Amendments Background Materials on Air Emissions, Health Impacts, and Economic Impacts | https://ww3.arb.ca.gov/msprog/onrdiesel/background/2014/materials.htm |  |  |  |  | - | - | - | Revised | Revised | TRUE | O-11NOx | $3,822/ ton NOx
EmissRed | O-12 | Diesel Vehicles | Fuel Composition Requirements (e.g., TxLED) | NOx | 50% | 7.5% | $50,000/ton NOx | 9.055% | 3640.8425 | 0 | Texas TxLED diesel program | https://www.tceq.texas.gov/airquality/mobilesource/txled/cleandiesel.html | https://www.tceq.texas.gov/assets/public/implementation/air/sip/texled/TxLED_Unified_Model_.xlsx |  |  |  | - | - | - | Revised | Revised | TRUE | O-12NOx | $50,000/ton NOx
- | O-13 | Heavy Duty Vehicles | Alternative Fuel Programs (e.g., biodiesel, CNG, LPG, and E85) | NOx | 1% | 30% | NA | 7.208% | 231.8558 | 0 | EPA Menu of Control Measures | https://www.epa.gov/air-quality-implementation-plans/menu-control-measures-naaqs-implementation |  |  |  |  | - | - | - | Revised | Revised | TRUE | O-13NOx | NA
- | O-13 | Heavy Duty Vehicles | Alternative Fuel Programs (e.g., biodiesel, CNG, LPG, and E85) | VOC | 1% | 7.5% | NA | 0.4727% | 5.3487 | 0 | EPA Menu of Control Measures | https://www.epa.gov/air-quality-implementation-plans/menu-control-measures-naaqs-implementation |  |  |  |  | - | - | - | Revised | Revised | TRUE | O-13VOC | NA
- | O-14 | Heavy Duty Diesel Vehicles (Class 6 and above) | Diesel Retrofit (Emissions Control Systems[3]) | NOx | 1% | 27% | $25,627/ ton NOx | 7.208% | 208.6702 | 0 | EPA Menu of Control Measures | https://www.epa.gov/air-quality-implementation-plans/menu-control-measures-naaqs-implementation |  |  |  |  | - | - | - | Revised | Revised | TRUE | O-14NOx | $25,627/ ton NOx
- | O-15 | Heavy Duty Diesel Vehicles (Class 8) | Eliminate Long Duration Idling | NOx | 50% | 21.5% | $15,751/ ton NOx | 1.152% | 1327.8583 | 0 | EPA Menu of Control Measures | https://www.epa.gov/air-quality-implementation-plans/menu-control-measures-naaqs-implementation |  |  |  |  | - | - | - | Revised | Revised | TRUE | O-15NOx | $15,751/ ton NOx
EmissRed | O-16 | Heavy Duty Vehicles (>14,001 lbs) | Accelerated Deployment of Near-zero and Zero-Emission Trucks | NOx | 10% | 31% | $80,506 /ton NOx | 7.208% | 2395.8433 | Cost effectiveness based on diesel hybrid replacement projects from Texas Clean Fleet Program (TCFP) | SCAQMD 2016 AQMP | http://www.aqmd.gov/docs/default-source/clean-air-plans/air-quality-management-plans/2016-air-quality-management-plan/control-strategies/mobilesourcemeasures041416.pdf | https://www.sciencedirect.com/science/article/pii/S2405896317318153 |  |  |  | - | - | - | Revised | Revised | TRUE | O-16NOx | $80,506 /ton NOx
EmissRed | O-17 | Diesel Vehicles - Heavy Duty Tractors | Aerodynamic Devices | NOx | 10% | 27% | $17,000/ ton NOx | 5.71% | 1653.0068 | 0 | EPA’s Smart Way Retrofit Technologies Evaluation of Mobile Source Control Strategies for the Houston-Galveston-Brazoria State Implementation Plan | https://www.epa.gov/verified-diesel-tech/smartway-designated-tractors-and-trailers | http://citeseerx.ist.psu.edu/viewdoc/download?doi=10.1.1.401.6751&rep=rep1&type=pdf | https://www.epa.gov/verified-diesel-tech/learn-about-smartway-verified-aerodynamic-devices |  |  | - | - | - | Revised | Revised | TRUE | O-17NOx | $17,000/ ton NOx
- | O-18 | Diesel Vehicles - Long-Haul class 8 tractor trailers | Low Rolling Resistance Tires and Retread Tire Technologies | NOx | 1% | 3% | $17,000/ ton NOx | 5.71% | 18.3667 | 0 | EPA’s Smart Way Retrofit Technologies Evaluation of Mobile Source Control Strategies for the Houston-Galveston-Brazoria State Implementation Plan | https://www.epa.gov/verified-diesel-tech/low-rolling-resistance-lrr-new-and-retread-tires | https://www.epa.gov/verified-diesel-tech/learn-about-low-rolling-resistance-lrr-new-and-retread-tire-technologies |  |  |  | - | - | - | Revised | Revised | TRUE | O-18NOx | $17,000/ ton NOx
- | O-20, O-21 | Diesel Vehicles - School Buses | Idling Reduction Technologies | NOx | NA | NA | NA | 0.1773% | NA | 0 | EPA’s Smart Way Retrofit Technologies | https://www.epa.gov/dera/reducing-diesel-emissions-school-buses | https://www.epa.gov/verified-diesel-tech/idling-reduction-technologies-irts-trucks-and-school-buses |  |  |  | - | - | - | - | - | TRUE | O-20, O-21NOx | NA
- | O-22, O-26 | Port Drayage Trucks | Accelerated Fleet Turnover and Retrofit Requirements | NOx | 1% | 25% | NA | 1.28% | 34.3258 | 0 | ARB Drayage Truck Regulation | https://ww2.arb.ca.gov/sites/default/files/classic/msprog/onroad/porttruck/finalregdrayage.pdf?_ga=2.191329834.1670943297.1594664178-1026231663.1593538356 | https://ww2.arb.ca.gov/sites/default/files/classic//msprog/onroad/porttruck/finalregdrayage.pdf?_ga=2.191329834.1670943297.1594664178-1026231663.1593538356 | https://www.epa.gov/ports-initiative/drayage-truckers-best-practices |  |  | - | - | - | Revised | Revised | TRUE | O-22, O-26NOx | NA
- | O-23 | Port Drayage Trucks | Expansion of Off-Peak Operation Hours | NOx | NA | NA | NA | 1.28% | NA | 0 | EPA Port Initiatives | https://www.epa.gov/ports-initiative/best-practices-port-operations | https://www.epa.gov/ports-initiative/port-authority-best-practices |  |  |  | - | - | - | Revised | - | TRUE | O-23NOx | NA
- | O-24 | Port Drayage Trucks | Using Rail or Barge instead of Trucking | NOx | NA | NA | NA | 1.28% | NA | 0 | EPA Port Initiatives | https://www.epa.gov/ports-initiative/best-practices-port-operations | https://www.epa.gov/ports-initiative/port-authority-best-practices |  |  |  | - | - | - | Revised | - | TRUE | O-24NOx | NA
- | O-25 | Port Drayage Trucks | Zero Emissions Fleet | NOx | 1% | 100% | NA | 1.28% | 137.3031 | 0 | San Pedro Bay Ports Clean Action Air Plan | https://cleanairactionplan.org/documents/economic-study-for-clean-truck-fund-rate.pdf/ |  |  |  |  | - | - | - | Revised | Revised | TRUE | O-25NOx | NA
- | O-27 | Heavy Duty Vehicles (>14,001 lbs) | Alternative Fuel or Less-Polluting Sweepers Requirements | NOx | 1% | 30% | $20,000 NOx+PM combined | 7.208% | 231.8558 | C-E only available for combination of pollutants | SCAQMD Final Staff Report Proposed Rule 1186.1 – Less-Polluting Sweepers | http://www.aqmd.gov/docs/default-source/rule-book/support-documents/rule-1186_1/staff-report-rule-1186-1.pdf?sfvrsn=2 |  |  |  |  | - | - | - | Revised | Revised | TRUE | O-27NOx | $20,000 NOx+PM combined
- | O-27 | Heavy Duty Vehicles (>14,001 lbs) | Alternative Fuel or Less-Polluting Sweepers Requirements | VOC | 1% | 20% | NA | 0.4727% | 14.2633 | C-E only available for NOx+PM | SCAQMD Final Staff Report Proposed Rule 1186.1 – Less-Polluting Sweepers | http://www.aqmd.gov/docs/default-source/rule-book/support-documents/rule-1186_1/staff-report-rule-1186-1.pdf?sfvrsn=2 |  |  |  |  | - | - | - | Revised | Revised | TRUE | O-27VOC | NA
- | O-28 | Public Fleet Light Duty and Medium Duty Vehicles | Alternative Fuel or Low-Emitting Gasoline Public Fleet Requirements | NOx | NA | NA | $133,900 per ton NOx+VOC+CO combined over first three compliance year | 0.0971% | NA | % Reduction varies widely by fleet. C-E only available for combination of pollutants . Takes into account only 10% of SCC emissions to reflect only public sector fleet | SCAQMD Staff Report Proposed Rule 1191 − Clean On-Road Lightand Medium-Duty Public Fleet Vehicles | http://www.aqmd.gov/docs/default-source/rule-book/support-documents/rule-1191/staff-report-1191.pdf?sfvrsn=2 |  |  |  |  | - | - | - | Revised | - | TRUE | O-28NOx | $133,900 per ton NOx+VOC+CO combined over first three compliance year
- | O-28 | Public Fleet Light Duty and Medium Duty Vehicles | Alternative Fuel or Low-Emitting Gasoline Public Fleet Requirements | VOC | NA | NA | $133,900 per ton NOx+VOC+CO combined over first three compliance year | 0.08501% | NA | % Reduction varies widely by fleet. C-E only available for combination of pollutants . Takes into account only 10% of SCC emissions to reflect only public sector fleet | SCAQMD Staff Report Proposed Rule 1191 − Clean On-Road Lightand Medium-Duty Public Fleet Vehicles | http://www.aqmd.gov/docs/default-source/rule-book/support-documents/rule-1191/staff-report-1191.pdf?sfvrsn=2 |  |  |  |  | - | - | - | Revised | - | TRUE | O-28VOC | $133,900 per ton NOx+VOC+CO combined over first three compliance year
- | O-29 | Public Transit Buses | Alternative Fuel Public Transit Fleet Requirements | NOx | 10% | 90% | $15,000 NOx+PM combined | 0.08282% | 79.9249 | % Reduction varies widely by fleet. C-E only available for combination of pollutants: assumed to be CNG or electric vehicles limiting general use. | SCAQMD Staff Report Proposed Rule 1192 − Clean On-Road Transit Buses | http://www.aqmd.gov/docs/default-source/rule-book/support-documents/rule-1192/staff-report-1192.pdf?sfvrsn=2 |  |  |  |  | Revised | Revised | - | Revised | Revised | TRUE | O-29NOx | $15,000 NOx+PM combined
- | O-30 | Refuse Collection Heavy Duty Vehicles | Alternative Fuel Residential and Commercial Refuse Collection Vehicle Fleet Requirements | NOx | 10% | 90% | $25,000 tons NOx+VOC combined | 0.06421% | 61.9616 | % Reduction varies widely by fleet. C-E only available for combination of pollutants; assumed to be either CNG or electric vehicles limiting general use. | SCAQMD Staff Report Proposed Rule 1193 − Clean On-Road Residential and Commercial Refuse Vehicles | http://www.aqmd.gov/docs/default-source/rule-book/support-documents/rule-1193/staff-report-1193.pdf?sfvrsn=2 |  |  |  |  | Revised | Revised | - | Revised | Revised | TRUE | O-30NOx | $25,000 tons NOx+VOC combined
CE | O-31 | Commercial Airport Ground Access Vehicles | Alternative Fuel or Clean Burning Commercial Airport Ground Access Vehicle Fleet Requirements | NOx | NA | NA | $2,690 combined NOx+VOC+PM+CO | 0% | NA | % Reduction varies widely by fleet. C-E only available for combination of pollutants, no readily source of infromation to estimate emissions from applicable sources | SCAQMD Staff Report Proposed Rule 1194 − Commercial Airport Ground Access | http://www.aqmd.gov/docs/default-source/rule-book/support-documents/rule-1194/staff-report-1194.pdf?sfvrsn=2 |  |  |  |  | - | - | - | Revised | - | TRUE | O-31NOx | $2,690 combined NOx+VOC+PM+CO
CE | O-31 | Commercial Airport Ground Access Vehicles | Alternative Fuel or Clean Burning Commercial Airport Ground Access Vehicle Fleet Requirements | VOC | NA | NA | $2,690 combined NOx+VOC+PM+CO | 0% | NA | % Reduction varies widely by fleet. C-E only available for combination of pollutants, no readily source of infromation to estimate emissions from applicable sources | SCAQMD Staff Report Proposed Rule 1194 − Commercial Airport Ground Access | http://www.aqmd.gov/docs/default-source/rule-book/support-documents/rule-1194/staff-report-1194.pdf?sfvrsn=2 |  |  |  |  | - | - | - | Revised | - | TRUE | O-31VOC | $2,690 combined NOx+VOC+PM+CO
- | O-32 | Public Fleet Heavy Duty Vehicles | Alternative Fuel Public Fleet Requirements | NOx | NA | NA | $31,760 combined NOx+PM | 0.07208% | NA | % Reduction varies widely by fleet. C-E only available for combination of pollutants . Takes into account only 10% of SCC emissions to reflect only public sector fleet | SCAQMD Staff Report Proposed Rule 1196 − Clean On-Road Heavy-Duty Public Fleet Vehicles | http://www.aqmd.gov/docs/default-source/Regulations/Fleet-Rules/rule-1196-staff-report.pdf?sfvrsn=2 |  |  |  |  | - | - | - | Revised | - | TRUE | O-32NOx | $31,760 combined NOx+PM
| Off-road | [21 empty] | Off-road | 0
R-Select | N-1 | Off-road Engines | Repowering Engines | NOx | 1% | 18.5% | $4,500/ ton NOx | 6.717% | 133.2541 | 0 | EPA Menu of Control Measures | https://www.epa.gov/air-quality-implementation-plans/menu-control-measures-naaqs-implementation |  |  |  |  | - | - | - | - | - | TRUE | N-1NOx | $4,500/ ton NOx
- | N-2, N-15 | Off-road Engines | Retrofits | NOx | 1% | 18.5% | $4,500/ ton NOx | 6.717% | 133.2541 | 0 | EPA Menu of Control Measures | https://www.epa.gov/air-quality-implementation-plans/menu-control-measures-naaqs-implementation | https://nepis.epa.gov/Exe/ZyPDF.cgi?Dockey=P1009QEO.pdf | https://www.epa.gov/verified-diesel-tech/verified-technologies-list-clean-diesel |  |  | - | - | - | - | - | TRUE | N-2, N-15NOx | $4,500/ ton NOx
- | N-3 | Off-road Engines | Tier II Engine Replacement to Tier III or IV | NOx | 1% | 66% | $43,493/ton NOx | 6.717% | 475.3931 | 0 | South Coast Air Quality Management District Rules Compliance, Final Report Potential Emission Control Strategies Available for Evaluation by the City of San Antonio | http://www.aqmd.gov/home/rules-compliance/ceqa/air-quality-analysis-handbook/mitigation-measures-and-control-efficiencies/off-road-engines | http://www.aqmd.gov/docs/default-source/ceqa/handbook/mitigation-measures-and-control-efficiencies/off-road-engines/repowered-engines/off-road-engines-table-ii.xls?sfvrsn=2 | https://www.sanantonio.gov/Portals/0/Files/Sustainability/Environ%20Report.pdf |  |  | - | - | - | - | - | TRUE | N-3NOx | $43,493/ton NOx
- | N-4 | Small Off-Road Engines (Sore) | Exchange Existing In-Use Sore for Electrical Equipment, or New Low-Emitting Engines | NOx | 1% | 100% | $16000/ton NOx+VOC | 0.973% | 104.3361 | C-E only available for combination of pollutants | SCAQMD 2016 AQMP, Final Report Potential Emission Control Strategies Available for Evaluation by the City of San Antonio | https://www.sanantonio.gov/Portals/0/Files/Sustainability/Environ%20Report.pdf | http://www.aqmd.gov/docs/default-source/clean-air-plans/air-quality-management-plans/2016-air-quality-management-plan/control-strategies/mobilesourcemeasures041416.pdf | https://www.aqmd.gov/docs/default-source/clean-air-plans/air-quality-management-plans/2016-air-quality-management-plan/final-2016-aqmp/chapter4.pdf?sfvrsn=4 |  |  | - | - | - | Revised | Revised | TRUE | N-4NOx | $16000/ton NOx+VOC
- | N-4 | Small Off-Road Engines (Sore) | Exchange Existing In-Use Sore for Electrical Equipment, or New Low-Emitting Engines | VOC | 1% | 100% | $16000/ton NOx+VOC | 3.738% | 563.9423 | C-E only available for combination of pollutants | SCAQMD 2016 AQMP, Final Report Potential Emission Control Strategies Available for Evaluation by the City of San Antonio | https://www.sanantonio.gov/Portals/0/Files/Sustainability/Environ%20Report.pdf | http://www.aqmd.gov/docs/default-source/clean-air-plans/air-quality-management-plans/2016-air-quality-management-plan/control-strategies/mobilesourcemeasures041416.pdf | https://www.aqmd.gov/docs/default-source/clean-air-plans/air-quality-management-plans/2016-air-quality-management-plan/final-2016-aqmp/chapter4.pdf?sfvrsn=4 |  |  | - | - | - | Revised | Revised | TRUE | N-4VOC | $16000/ton NOx+VOC
- | N-5 | Nonroad Gasoline Vehicles | Low RVP Gasoline | VOC | 1% | 25.5% | $5,700/ ton VOC | 6.018% | 231.4966 |  | EPA Menu of Control Measures | https://www.epa.gov/air-quality-implementation-plans/menu-control-measures-naaqs-implementation |  |  |  |  | - | - | - | Revised | Revised | TRUE | N-5VOC | $5,700/ ton VOC
- | N-6 | Nonroad Diesel Vehicles - Agriculture | Autonomous Vehicles Fleet and Smart Farming Technology | NOx | NA | NA | NA | 3.187% | NA | 0 | EPA’s Diesel Emissions from Construction and Agriculture Reduction Policy | https://www.epa.gov/dera/reducing-diesel-emissions-construction-and-agriculture |  |  |  |  | - | - | - | - | - | TRUE | N-6NOx | NA
- | N-7 | Nonroad Diesel Vehicles - Agriculture | Implementing Multi-Tillage Tools | NOx | NA | NA | NA | 3.187% | NA | 0 | EPA’s Diesel Emissions from Construction and Agriculture Reduction Policy | https://www.epa.gov/dera/reducing-diesel-emissions-construction-and-agriculture |  |  |  |  | - | - | - | - | - | TRUE | N-7NOx | NA
- | N-8 | Nonroad Diesel Vehicles - Construction and Agriculture | Alternative Fuels - Biodiesel | VOC | NA | NA | NA | 0.2342% | NA | 0 | EPA’s Diesel Emissions from Construction and Agriculture Reduction Policy | https://nepis.epa.gov/Exe/ZyPDF.cgi?Dockey=P1009QEO.pdf |  |  |  |  | - | - | - | - | - | TRUE | N-8VOC | NA
- | N-9 | Nonroad Diesel Vehicles - Construction and Agriculture | Contractual Agreements (writing air quality requirements into public contracts) | NOx | NA | NA | NA | 5.115% | NA | 0 | EPA’s Diesel Emissions from Construction and Agriculture Reduction Policy | https://nepis.epa.gov/Exe/ZyPDF.cgi?Dockey=P1009QEO.pdf |  |  |  |  | - | - | - | - | - | TRUE | N-9NOx | NA
- | N-10 | Nonroad Diesel Vehicles - Construction and Agriculture | Electrification | NOx | 1% | 100% | NA | 5.115% | 548.4773 | 0 | EPA’s Diesel Emissions from Construction and Agriculture Reduction Policy | https://nepis.epa.gov/Exe/ZyPDF.cgi?Dockey=P1009QEO.pdf |  |  |  |  | - | - | - | - | - | TRUE | N-10NOx | NA
- | N-11 | Nonroad Diesel Vehicles - Construction and Agriculture | Engine Preventive Maintenance | NOx | NA | NA | Low administrative costs for tracking equipment maintenance needs | 5.115% | NA | 0 | EPA’s Diesel Emissions from Construction and Agriculture Reduction Policy | https://nepis.epa.gov/Exe/ZyPDF.cgi?Dockey=P1009QEO.pdf |  |  |  |  | - | - | - | - | - | TRUE | N-11NOx | Low administrative costs for tracking equipment maintenance needs
- | N-12 | Nonroad Diesel Vehicles - Construction and Agriculture | Engine Replacement/Repower or Upgrades | NOx | 1% | 27% | $43,493/ton NOx | 5.115% | 148.0889 | 0 | EPA’s Diesel Emissions from Construction and Agriculture Reduction Policy, Final Report Potential Emission Control Strategies Available for Evaluation by the City of San Antonio | https://nepis.epa.gov/Exe/ZyPDF.cgi?Dockey=P1009QEO.pdf | https://www.sanantonio.gov/Portals/0/Files/Sustainability/Environ%20Report.pdf |  |  |  | - | - | - | - | - | TRUE | N-12NOx | $43,493/ton NOx
- | N-13 | Nonroad Diesel Vehicles - Construction and Agriculture | Equipment Operator Training | NOx | NA | NA | Upfront investment in operator training – cost varies by training program | 5.115% | NA | 0 | EPA’s Diesel Emissions from Construction and Agriculture Reduction Policy | https://nepis.epa.gov/Exe/ZyPDF.cgi?Dockey=P1009QEO.pdf |  |  |  |  | - | - | - | - | - | TRUE | N-13NOx | Upfront investment in operator training – cost varies by training program
- | N-14 | Nonroad Diesel Vehicles - Construction and Agriculture | Idling Reduction and Control | NOx | NA | NA | Low administrative costs for training and tracking of idling | 5.115% | NA | 0 | EPA’s Diesel Emissions from Construction and Agriculture Reduction Policy | https://nepis.epa.gov/Exe/ZyPDF.cgi?Dockey=P1009QEO.pdf |  |  |  |  | - | - | - | - | - | TRUE | N-14NOx | Low administrative costs for training and tracking of idling
- | N-15 | Nonroad Diesel Vehicles - Construction and Agriculture | Retrofit Technologies (various) | NOx | 1% | 37% | $4,500 / ton | 5.115% | 202.9366 | Reduction % will vary by technology. Reductions here based on Caterpillar, Inc. Emissions Upgrade Package retrofit | EPA’s Diesel Emissions from Construction and Agriculture Reduction Policy | https://nepis.epa.gov/Exe/ZyPDF.cgi?Dockey=P1009QEO.pdf | https://www.epa.gov/verified-diesel-tech/verified-technologies-list-clean-diesel |  |  |  | - | - | Revised | - | - | TRUE | N-15NOx | $4,500 / ton
- | N-15 | Nonroad Diesel Vehicles - Construction and Agriculture | Retrofit Technologies (various) | VOC | 1% | 71% | NA | 0.2342% | 25.0813 | Reduction % will vary by technology. Reductions here based on Caterpillar, Inc. Emissions Upgrade Package retrofit | EPA’s Diesel Emissions from Construction and Agriculture Reduction Policy | https://nepis.epa.gov/Exe/ZyPDF.cgi?Dockey=P1009QEO.pdf | https://www.epa.gov/verified-diesel-tech/verified-technologies-list-clean-diesel |  |  |  | - | - | - | - | - | TRUE | N-15VOC | NA
EmissRed | N-16 | Off-Road Diesel-Fueled Construction, Industrial Equipment, Airport Ground Support Equipment, and Drilling Equipment | Accelerated Deployment of Near-zero and Zero-Emission Equipment | NOx | 10% | 100% | $16,000/ton NOx+VOC | 2.868% | 3075.5851 | C-E for full electrification option. | SCAQMD 2016 AQMP, Final Report Potential Emission Control Strategies Available for Evaluation by the City of San Antonio | http://www.aqmd.gov/docs/default-source/clean-air-plans/air-quality-management-plans/2016-air-quality-management-plan/control-strategies/mobilesourcemeasures041416.pdf | https://dieselnet.com/news/2013/10ucr.php | https://www.sanantonio.gov/Portals/0/Files/Sustainability/Environ%20Report.pdf |  |  | - | - | - | Revised | Revised | TRUE | N-16NOx | $16,000/ton NOx+VOC
EmissRed | N-17 | Off-Road Diesel-Fueled Construction, Industrial Equipment, Airport Ground Support Equipment, and Drilling Equipment | Accelerated Turnover or Retrofit of Older Equipment and Engines (Tier 0 to Tier4) | NOx | 10% | 95% | $12,750/ton NOx | 2.868% | 2921.8059 | 0 | SCAQMD 2016 AQMP | http://www.aqmd.gov/docs/default-source/clean-air-plans/air-quality-management-plans/2016-air-quality-management-plan/control-strategies/mobilesourcemeasures041416.pdf |  |  |  |  | - | - | - | Revised | Revised | TRUE | N-17NOx | $12,750/ton NOx
| Rail | [21 empty] | Rail | 0
- | R-1 | Locomotive Engines (Passenger) | Accelerated Replacement of Existing Locomotive Engines Meeting Tier 4 or Cleaner Exhaust Standards | NOx | 1% | 85% | $5,000/ ton NOx | 0.3292% | 30.0066 | 0 | SCAQMD 2016 AQMP | http://www.aqmd.gov/docs/default-source/clean-air-plans/air-quality-management-plans/2016-air-quality-management-plan/control-strategies/mobilesourcemeasures041416.pdf |  |  |  |  | - | - | - | Revised | Revised | TRUE | R-1NOx | $5,000/ ton NOx
CE | R-2 | Locomotives | Idling Reduction | NOx | 10% | 54% | $3,250/ ton NOx | 1.259% | 728.835 | 0 | EPA Menu of Control Measures, EPA’s Transportation Initiatives Documents, EPA’s Smart Way Retrofit Technologies | https://www.epa.gov/air-quality-implementation-plans/menu-control-measures-naaqs-implementation | https://nepis.epa.gov/Exe/ZyPDF.cgi/P1005MER.PDF?Dockey=P1005MER.PDF | https://www.epa.gov/verified-diesel-tech/locomotive-technology |  |  | Revised | - | - | Revised | Revised | TRUE | R-2NOx | $3,250/ ton NOx
- | R-3 | Locomotives | Upgrade Engines in Switcher Locomotives - Diesel-Electric Hybrid Locomotives | NOx | 1% | 80% | $12,250 ton of NOx + diesel PM | 0% | 0 | C-E only available for combination of pollutants | EPA Menu of Control Measures | https://www.epa.gov/air-quality-implementation-plans/menu-control-measures-naaqs-implementation |  |  |  |  | - | - | - | Revised | Revised | TRUE | R-3NOx | $12,250 ton of NOx + diesel PM
CE | R-4 | Locomotives | Switcher Idling Reduction | NOx | 10% | 11.25% | $3,250/ ton NOx | 1.014% | 122.3081 | 0 | EPA Port Initiatives | https://www.epa.gov/ports-initiative/rail-and-locomotives-best-practices | https://www.epa.gov/verified-diesel-tech/smartway-verified-list-idling-reduction-technologies-irts-locomotives |  |  |  | - | - | - | - | - | TRUE | R-4NOx | $3,250/ ton NOx
- | R-5 | Locomotives | Engine Repowering, Retrofitting and New Engines | NOx | 1% | 85% | $5,000/ ton NOx | 8.254% | NA | 0 | South Coast Air Quality Management District Rules Compliance SCAQMD 2016 AQMP | http://www.aqmd.gov/docs/default-source/clean-air-plans/air-quality-management-plans/2016-air-quality-management-plan/control-strategies/mobilesourcemeasures041416.pdf |  |  |  |  | - | - | - | - | - | TRUE | R-5NOx | $5,000/ ton NOx
| Marine | [21 empty] | Marine | 0
- | M-1 | Harbor Craft | Repower Engines | NOx | 10% | 65% | $1,000-10,000/ton NOx | 0.7984% | 556.4309 | Applicable to harbor craft | South Coast Air Quality Management District Rules Compliance | http://www.aqmd.gov/docs/default-source/ceqa/handbook/mitigation-measures-and-control-efficiencies/harbor-craft/repowered-engines/harbor-craft-table-vi.doc?sfvrsn=2 |  |  |  |  | - | - | - | - | - | TRUE | M-1NOx | $1,000-10,000/ton NOx
- | M-2 | Commercial Marine Engines | Alternative Fuel - LNG | NOx | 1% | 35% | NA | 0.8379% | 31.4465 | Applicable to vessels with category 3 engines. | ARB Technology and Fuel Assessment | https://ww3.arb.ca.gov/msprog/tech/techreport/ogv_tech_report.pdf?_ga=2.230934559.1482670883.1592267227-553220935.1580231837 |  |  |  |  | Revised | - | - | Revised | Revised | TRUE | M-2NOx | NA
- | M-3 | Commercial Marine Engines | Alternative Maritime Power (AMP), Shore Power, Cold-Ironing | NOx | 10% | 90% | $12,250 - NOx+PM combined | 0.01742% | 16.815 | Applicable to vessels with category 3 engines. C-E only available for combination of pollutants | Climate Action Air Plan, EPA’s Ports Initiative, EPA Menu of Control Measures, CARB Shoreside Power | https://www.portoflosangeles.org/environment/air-quality/alternative-maritime-power-(amp) | https://www.epa.gov/ports-initiative/shore-power-technology-assessment-us-ports | https://www.epa.gov/air-quality-implementation-plans/menu-control-measures-naaqs-implementation | https://www.epa.gov/sites/production/files/2017-05/documents/420r17004-2017-update.pdf | https://ww3.arb.ca.gov/ports/shorepower/shorepower.htm | - | - | - | Revised | Revised | TRUE | M-3NOx | $12,250 - NOx+PM combined
- | M-4, M-5 | Harbor Craft | Marine Engine Control Technology and Upgrades | NOx | 10% | 50% | $500-$5000 /ton NOx | 0.7984% | 428.0238 | Applicable to harbor craft. Penetration will vary widely as measure is applicable to specific engine model years. | Ramboll 2018 Report: Impact of Updated Service Life Estimates on Harbor Craft and Switcher Locomotive Emission Forecasts and Cost-Effectiveness Draft Final Report | https://www.epa.gov/verified-diesel-tech/verified-technologies-list-clean-diesel | https://www.portoflosangeles.org/environment/air-quality/environmental-ship-index |  |  |  | Revised | Revised | Revised | Revised | Revised | TRUE | M-4, M-5NOx | $500-$5000 /ton NOx
EmissRed | M-6 | Commercial Marine Engines | Vessel Speed Reduction | NOx | 50% | 50% | $0 | 0.6976% | 1870.1432 | Applicable to vessels with category 3 engines. | South Coast Air Quality Management District Rules Compliance | http://www.aqmd.gov/docs/default-source/ceqa/handbook/mitigation-measures-and-control-efficiencies/ocean-going-vessels/ocean-going-vessels/ocean-going-vessels-table-ix.doc?sfvrsn=2 |  |  |  |  | - | - | - | - | - | TRUE | M-6NOx | $0
- | M-7 | Commercial Marine Engines | Switch to Low Sulfur Content Fuel | NOx | 100% | 0% | NA | 0.8379% | 0 | Since IMO requirements will limit fuel sulfur content to 0.5% sulfur for most ships by 2020, this measure does not result in additional emission reductions | South Coast Air Quality Management District Rules Compliance | http://www.aqmd.gov/docs/default-source/ceqa/handbook/mitigation-measures-and-control-efficiencies/ocean-going-vessels/ocean-going-vessels/ocean-going-vessels-table-ix.doc?sfvrsn=2 |  |  |  |  | - | Revised | - | Revised | Revised | TRUE | M-7NOx | NA
- | M-8 | Commercial Marine Engines | Selective Catalytic Reduction with Low Sulfur Fuel for Vessel Propulsion Engines | NOx | 1% | 85% | NA | 0.7207% | 65.6846 | Applicable to vessels with category 3 engines. | South Coast Air Quality Management District Rules Compliance | http://www.aqmd.gov/docs/default-source/ceqa/handbook/mitigation-measures-and-control-efficiencies/ocean-going-vessels/ocean-going-vessels/ocean-going-vessels-table-ix.doc?sfvrsn=2 |  |  |  |  | - | - | - | - | - | TRUE | M-8NOx | NA
- | M-9 | Commercial Marine Engines | Retrofit with Slide Valves | NOx | 1% | 20% | NA | 0.7207% | 15.4552 | Applicable to vessels with category 3 engines. | South Coast Air Quality Management District Rules Compliance | http://www.aqmd.gov/docs/default-source/ceqa/handbook/mitigation-measures-and-control-efficiencies/ocean-going-vessels/ocean-going-vessels/ocean-going-vessels-table-ix.doc?sfvrsn=2 |  |  |  |  | - | - | - | - | - | TRUE | M-9NOx | NA
- | M-10 | Commercial Marine Engines | Water/Fuel Emulsion Used in Propulsion & Auxiliary Engines | NOx | 1% | 25% | NA | 0.8379% | 22.4618 | Applicable to vessels with category 3 engines. | South Coast Air Quality Management District Rules Compliance | http://www.aqmd.gov/docs/default-source/ceqa/handbook/mitigation-measures-and-control-efficiencies/ocean-going-vessels/ocean-going-vessels/ocean-going-vessels-table-ix.doc?sfvrsn=2 |  |  |  |  | - | - | - | - | - | TRUE | M-10NOx | NA
- | M-11 | Commercial Marine Engines | Water Injection in Propulsion & Auxiliary Engines | NOx | 1% | 50% | NA | 0.8379% | 44.9236 | Applicable to vessels with category 3 engines. | South Coast Air Quality Management District Rules Compliance | http://www.aqmd.gov/docs/default-source/ceqa/handbook/mitigation-measures-and-control-efficiencies/ocean-going-vessels/ocean-going-vessels/ocean-going-vessels-table-ix.doc?sfvrsn=2 |  |  |  |  | - | - | - | - | - | TRUE | M-11NOx | NA
| Airports | [21 empty] | Airports | 0
- | A-1 | Airports General | Passenger and Overall System Efficiency Increases | NOx | NA | NA | NA | 2.6% | NA | 0 | SCAQMD 2016 AQMP | http://www.aqmd.gov/docs/default-source/clean-air-plans/air-quality-management-plans/2016-air-quality-management-plan/control-strategies/mobilesourcemeasures041416.pdf |  |  |  |  | - | - | - | Revised | - | TRUE | A-1NOx | NA
CE | A-2 | Aircraft Ground Support Equipment | Alternative Fuels - CNG/LPG | NOx | 1% | 65% | $2,218 / ton VOC+CO+NOx combined | 0.1042% | 7.264 | C-E only available for combination of pollutants | EPA Menu of Control Measures | https://www.epa.gov/air-quality-implementation-plans/menu-control-measures-naaqs-implementation |  |  |  |  | - | - | - | Revised | Revised | TRUE | A-2NOx | $2,218 / ton VOC+CO+NOx combined
CE | A-2 | Aircraft Ground Support Equipment | Alternative Fuels - CNG/LPG | VOC | 1% | 30% | $2,218 / ton VOC+CO+NOx combined | 0.02378% | 1.0761 | C-E only available for combination of pollutants | EPA Menu of Control Measures | https://www.epa.gov/air-quality-implementation-plans/menu-control-measures-naaqs-implementation |  |  |  |  | - | - | - | Revised | Revised | TRUE | A-2VOC | $2,218 / ton VOC+CO+NOx combined
- | A-3 | Aircraft Ground Support Equipment | Electrification | NOx | 1% | 100% | $5,800/ ton NOx | 0.1042% | 11.1754 | 0 | EPA Menu of Control Measures | https://www.epa.gov/air-quality-implementation-plans/menu-control-measures-naaqs-implementation |  |  |  |  | - | - | - | Revised | Revised | TRUE | A-3NOx | $5,800/ ton NOx
- | A-3 | Aircraft Ground Support Equipment | Electrification | VOC | 1% | 100% | NA | 0.02378% | 3.5871 | C-E only available for NOx | EPA Menu of Control Measures | https://www.epa.gov/air-quality-implementation-plans/menu-control-measures-naaqs-implementation |  |  |  |  | - | - | - | Revised | Revised | TRUE | A-3VOC | NA
| Additional measures suggested by states/LADCO | [21 empty] | Additional measures suggested by states/LADCO | 0
CE | O-33 | Passenger Cars and LDTs | Encourage Telecommuting and Alternative Work Schedules (TR-6) | NOx | 1% | 2.8% | $ 0 | 9.71% | 29.1525 | 0 | CAPCOA Greenhouse Gas Mitigation Measures (2010) | http://www.capcoa.org/wp-content/uploads/2010/11/CAPCOA-Quantification-Report-9-14-Final.pdf | https://www.fhwa.dot.gov/environment/air_quality/cmaq/reference/cost_effectiveness_tables/#Toc445205112 |  |  |  | - | - | - | - | - | TRUE | O-33NOx | $ 0
CE | O-33 | Passenger Cars and LDTs | Encourage Telecommuting and Alternative Work Schedules (TR-6) | VOC | 1% | 1.675% | $ 0 | 8.501% | 21.4821 | 0 | CAPCOA Greenhouse Gas Mitigation Measures (2010) | http://www.capcoa.org/wp-content/uploads/2010/11/CAPCOA-Quantification-Report-9-14-Final.pdf | https://www.fhwa.dot.gov/environment/air_quality/cmaq/reference/cost_effectiveness_tables/#Toc445205112 |  |  |  | - | - | - | - | - | TRUE | O-33VOC | $ 0
R-Select | O-34 | Passenger Cars and LDTs | Land Use: Increase Transit Accessibility (LUT-5) | NOx | 1% | 12.55% | $222k - 1.5M/ton NOx | 9.71% | 130.6654 | 0 | CAPCOA Greenhouse Gas Mitigation Measures (2010) | http://www.capcoa.org/wp-content/uploads/2010/11/CAPCOA-Quantification-Report-9-14-Final.pdf | https://www.fhwa.dot.gov/ENVIRonment/air_quality/cmaq/research/safetea-lu_phase_1/section_four.cfm |  |  |  | - | - | - | - | - | TRUE | O-34NOx | $222k - 1.5M/ton NOx
R-Select | O-34 | Passenger Cars and LDTs | Land Use: Increase Transit Accessibility (LUT-5) | VOC | 1% | 7.55% | $130k - 1.5M/ton VOC | 8.501% | 96.8296 | 0 | CAPCOA Greenhouse Gas Mitigation Measures (2010) | http://www.capcoa.org/wp-content/uploads/2010/11/CAPCOA-Quantification-Report-9-14-Final.pdf | https://www.fhwa.dot.gov/ENVIRonment/air_quality/cmaq/research/safetea-lu_phase_1/section_four.cfm |  |  |  | - | - | - | - | - | TRUE | O-34VOC | $130k - 1.5M/ton VOC
R-Select | O-35 | Passenger Cars and LDTs | Land Use: Increase density in Land Use Planning (LUT-1) | NOx | 1% | 15.75% | NA | 9.71% | 163.9825 | 0 | CAPCOA Greenhouse Gas Mitigation Measures (2010) | http://www.capcoa.org/wp-content/uploads/2010/11/CAPCOA-Quantification-Report-9-14-Final.pdf |  |  |  |  | - | - | - | - | - | TRUE | O-35NOx | NA
R-Select | O-35 | Passenger Cars and LDTs | Land Use: Increase density in Land Use Planning (LUT-1) | VOC | 1% | 9.45% | NA | 8.501% | 121.1973 | 0 | CAPCOA Greenhouse Gas Mitigation Measures (2010) | http://www.capcoa.org/wp-content/uploads/2010/11/CAPCOA-Quantification-Report-9-14-Final.pdf |  |  |  |  | - | - | - | - | - | TRUE | O-35VOC | NA
R-Select | O-36 | Passenger Cars and LDTs | Land Use: Increase Diversity of Urban and Suburban Developments (Mixed Use) LUT-3 | NOx | 1% | 19.5% | NA | 9.71% | 203.026 | 0 | CAPCOA Greenhouse Gas Mitigation Measures (2010) | http://www.capcoa.org/wp-content/uploads/2010/11/CAPCOA-Quantification-Report-9-14-Final.pdf |  |  |  |  | - | - | - | - | - | TRUE | O-36NOx | NA
R-Select | O-36 | Passenger Cars and LDTs | Land Use: Increase Diversity of Urban and Suburban Developments (Mixed Use) LUT-3 | VOC | 1% | 11.7% | NA | 8.501% | 150.0539 | 0 | CAPCOA Greenhouse Gas Mitigation Measures (2010) | http://www.capcoa.org/wp-content/uploads/2010/11/CAPCOA-Quantification-Report-9-14-Final.pdf |  |  |  |  | - | - | - | - | - | TRUE | O-36VOC | NA
- | O-37 | Passenger Cars and LDTs | Limit Parking Supply (PDT-1) / Park and Ride | NOx | 1% | 8.75% | $12k-4.9M /ton NOx | 9.71% | 91.1014 | 0 | CAPCOA Greenhouse Gas Mitigation Measures (2010) | http://www.capcoa.org/wp-content/uploads/2010/11/CAPCOA-Quantification-Report-9-14-Final.pdf | https://www.fhwa.dot.gov/ENVIRonment/air_quality/cmaq/research/safetea-lu_phase_1/section_four.cfm |  |  |  | - | - | - | - | - | TRUE | O-37NOx | $12k-4.9M /ton NOx
- | O-37 | Passenger Cars and LDTs | Limit Parking Supply (PDT-1) / Park and Ride | VOC | 1% | 5.25% | $14k-8.5M/ton VOC | 8.501% | 67.3319 | 0 | CAPCOA Greenhouse Gas Mitigation Measures (2010) | http://www.capcoa.org/wp-content/uploads/2010/11/CAPCOA-Quantification-Report-9-14-Final.pdf | https://www.fhwa.dot.gov/ENVIRonment/air_quality/cmaq/research/safetea-lu_phase_1/section_four.cfm |  |  |  | - | - | - | - | - | TRUE | O-37VOC | $14k-8.5M/ton VOC
- | O-38 | Passenger Cars and LDTs | Implement Voluntary Commute Trip Reduction Program (TRT-1) Employee Commute Programs (vanpool, carpool, bicycles, transit) - various | NOx | 1% | 3.6% | NA | 9.71% | 37.4817 | 0 | CAPCOA Greenhouse Gas Mitigation Measures (2010) Caltrans Activities to Address Climate Change (2013) Bar Area MTC Climate Initiatives Program: Evaluation Summary Report (2015) | http://www.capcoa.org/wp-content/uploads/2010/11/CAPCOA-Quantification-Report-9-14-Final.pdf | https://dot.ca.gov/-/media/dot-media/programs/transportation-planning/documents/caltrans-climatechangerprt-final-april-2013-a11y-.pdf | https://mtc.ca.gov/sites/default/files/CIP%20Evaluation%20Summary%20Report_7-13-15_FINAL.pdf |  |  | - | - | - | - | - | TRUE | O-38NOx | NA
- | O-38 | Passenger Cars and LDTs | Implement Voluntary Commute Trip Reduction Program (TRT-1) Employee Commute Programs (vanpool, carpool, bicycles, transit) - various | VOC | 1% | 2.15% | $5,800-176,000/ton VOC | 8.501% | 27.574 | 0 | CAPCOA Greenhouse Gas Mitigation Measures (2010) Caltrans Activities to Address Climate Change (2013) Bar Area MTC Climate Initiatives Program: Evaluation Summary Report (2015) | http://www.capcoa.org/wp-content/uploads/2010/11/CAPCOA-Quantification-Report-9-14-Final.pdf | https://dot.ca.gov/-/media/dot-media/programs/transportation-planning/documents/caltrans-climatechangerprt-final-april-2013-a11y-.pdf | https://mtc.ca.gov/sites/default/files/CIP%20Evaluation%20Summary%20Report_7-13-15_FINAL.pdf |  |  | - | - | - | - | - | TRUE | O-38VOC | $5,800-176,000/ton VOC
R-Select | O-39 | Passenger Cars and LDTs | Implement Mandatory Commute Trip Reduction Program (TRT-2) | NOx | 1% | 12.6% | $32,000 per ton of NOx and VOC | 9.71% | 131.186 | Cost effectiveness added From City of San Antonio Control Strategies Study | CAPCOA Greenhouse Gas Mitigation Measures (2010) | http://www.capcoa.org/wp-content/uploads/2010/11/CAPCOA-Quantification-Report-9-14-Final.pdf | https://www.sanantonio.gov/Portals/0/Files/Sustainability/Environ%20Report.pdf |  |  |  | - | - | Revised | - | - | TRUE | O-39NOx | $32,000 per ton of NOx and VOC
R-Select | O-39 | Passenger Cars and LDTs | Implement Mandatory Commute Trip Reduction Program (TRT-2) | VOC | 1% | 7.55% | $5,800-176,000/ton VOC | 8.501% | 96.8296 | 0 | CAPCOA Greenhouse Gas Mitigation Measures (2010) | http://www.capcoa.org/wp-content/uploads/2010/11/CAPCOA-Quantification-Report-9-14-Final.pdf |  |  |  |  | - | - | - | - | - | TRUE | O-39VOC | $5,800-176,000/ton VOC
EmissRed | O-40 | Heavy Duty Trucks | Last Mile Delivery | NOx | 10% | 50% | NA | 7.457% | 3998.0616 | Cost will vary by implementation strategy | CARB Proposed 2016 State Strategy for the State Implementation Plan | https://ww3.arb.ca.gov/planning/sip/2016sip/2016statesip.pdf |  |  |  |  | - | - | - | - | - | TRUE | O-40NOx | NA
EmissRed | O-40 | Heavy Duty Trucks | Last Mile Delivery | VOC | 10% | 50% | NA | 0.6754% | 509.4209 | Cost will vary by implementation strategy | CARB Proposed 2016 State Strategy for the State Implementation Plan | https://ww3.arb.ca.gov/planning/sip/2016sip/2016statesip.pdf |  |  |  |  | - | - | - | - | - | TRUE | O-40VOC | NA
CE | O-41 | Commercial Vehicles or Motor Vehicles | Anti-Idling Ordinance | NOx | 2% | 80% | $2,900 - 4,600/ton NOx | 8.125% | 1394.0244 | Tonnage reduction reported divided by inventory total, 10%, very high, extremely aggressive. | Ann Arbor, Michigan - Code of Ordinances | https://library.municode.com/mi/ann_arbor/codes/code_of_ordinances?nodeId=TITVIFOHE_CH72IDRE | https://www.fhwa.dot.gov/environment/air_quality/cmaq/reference/cost_effectiveness_tables/#Toc445205128 | https://ww2.arb.ca.gov/our-work/programs/atcm-to-limit-vehicle-idling |  |  | Revised | Revised | - | - | Revised | TRUE | O-41NOx | $2,900 - 4,600/ton NOx
CE | O-41 | Commercial Vehicles or Motor Vehicles | Anti-Idling Ordinance | VOC | NA | NA | NA | 1.131% | NA | 0 | Ann Arbor, Michigan - Code of Ordinances | https://library.municode.com/mi/ann_arbor/codes/code_of_ordinances?nodeId=TITVIFOHE_CH72IDRE | https://www.fhwa.dot.gov/environment/air_quality/cmaq/reference/cost_effectiveness_tables/#Toc445205128 | https://ww2.arb.ca.gov/our-work/programs/atcm-to-limit-vehicle-idling |  |  | - | - | - | - | - | TRUE | O-41VOC | NA
CE | O-42 | Commercial Vehicles (>8,500 lbs) | Idling Prohibition | NOx | 2% | 80% | $2,900 - 4,600/ton NOx | 7.457% | 1279.3797 | Tonnage reduction reported divided by inventory total, 10%, very high, extremely aggressive. | Detroit, Michigan – Code of Ordinances | https://library.municode.com/mi/detroit/codes/code_of_ordinances?nodeId=PTIVDECO_CH46TRVE_ARTIVLORE_DIV5IDPRCOVEEXGRVEWERA8500PO [Sec. 46 – 4 – (81 – 84)] | https://www.fhwa.dot.gov/ENVIRonment/air_quality/cmaq/research/safetea-lu_phase_1/section_four.cfm | https://ww3.arb.ca.gov/regact/idling/idling.htm; https://ww3.arb.ca.gov/regact/idling/isorappf.pdf |  |  | Revised | Revised | - | - | Revised | TRUE | O-42NOx | $2,900 - 4,600/ton NOx
CE | O-42 | Commercial Vehicles (>8,500 lbs) | Idling Prohibition | VOC | NA | NA | NA | 0.6754% | NA | 0 | Detroit, Michigan – Code of Ordinances | https://library.municode.com/mi/detroit/codes/code_of_ordinances?nodeId=PTIVDECO_CH46TRVE_ARTIVLORE_DIV5IDPRCOVEEXGRVEWERA8500PO [Sec. 46 – 4 – (81 – 84)] | https://www.fhwa.dot.gov/ENVIRonment/air_quality/cmaq/research/safetea-lu_phase_1/section_four.cfm | https://ww3.arb.ca.gov/regact/idling/idling.htm; https://ww3.arb.ca.gov/regact/idling/isorappf.pdf |  |  | - | - | - | - | - | TRUE | O-42VOC | NA
- | O-43 | Passenger Cars and LDTs | Ridesharing programs | NOX | 1% | 100% | $78k - 440k/ton NOx | 9.71% | 1041.1589 | Limited by voluntary compliance | Federal Highway Administration (2017) | https://www.nap.edu/read/10350/chapter/6#128 | https://www.fhwa.dot.gov/ENVIRonment/air_quality/cmaq/research/safetea-lu_phase_1/section_four.cfm |  |  |  | Revised | Revised | - | - | Revised | TRUE | O-43NOX | $78k - 440k/ton NOx
- | O-43 | Passenger Cars and LDTs | Ridesharing programs | VOC | 1% | 100% | $86k - 490k/ton VOC | 8.501% | 1282.5116 | Limited by voluntary compliance | Federal Highway Administration (2017) | https://www.nap.edu/read/10350/chapter/6#128 | https://www.fhwa.dot.gov/ENVIRonment/air_quality/cmaq/research/safetea-lu_phase_1/section_four.cfm |  |  |  | Revised | Revised | - | - | Revised | TRUE | O-43VOC | $86k - 490k/ton VOC
R-Select | N-18 | Lawn and Garden Equipment | Electrification (Zero-Emission Landscaping Equipment Incentive Programs) | NOx | 1% | 100% | $16,000/ton NOx+VOC | 0.9636% | 103.3287 | C-E only available for combination of pollutants | Final Report Potential Emission Control Strategies Available for Evaluation by the City of San Antonio | https://ww2.arb.ca.gov/our-work/programs/zero-emission-landscaping-equipment/zero-emission-landscaping-equipment-incentive | https://www.sanantonio.gov/Portals/0/Files/Sustainability/Environ%20Report.pdf |  |  |  | - | - | - | Revised | Revised | TRUE | N-18NOx | $16,000/ton NOx+VOC
R-Select | N-18 | Lawn and Garden Equipment | Electrification (Zero-Emission Landscaping Equipment Incentive Programs) | VOC | 1% | 100% | $16,000/ton NOx+VOC | 3.737% | 563.7731 | C-E only available for combination of pollutants | Final Report Potential Emission Control Strategies Available for Evaluation by the City of San Antonio | https://ww2.arb.ca.gov/our-work/programs/zero-emission-landscaping-equipment/zero-emission-landscaping-equipment-incentive | https://www.sanantonio.gov/Portals/0/Files/Sustainability/Environ%20Report.pdf |  |  |  | - | - | - | Revised | Revised | TRUE | N-18VOC | $16,000/ton NOx+VOC
- | N-19 | Recreational Vehicles (ATVs, MCs, Snowmobiles) | Electrification | NOx | 1% | 100% | NA | 0.7102% | 76.154 | 0 | Western Agricultural Processors Association | https://agprocessors.org/news/421-latest-news-air-district-electric-atv-incentive-program |  |  |  |  | - | - | - | Revised | Revised | TRUE | N-19NOx | NA
- | N-19 | Recreational Vehicles (ATVs, MCs, Snowmobiles) | Electrification | VOC | 1% | 100% | NA | 4.076% | 614.8912 | 0 | Western Agricultural Processors Association | https://agprocessors.org/news/421-latest-news-air-district-electric-atv-incentive-program |  |  |  |  | - | - | - | Revised | Revised | TRUE | N-19VOC | NA
[1] Values presented here may represent averages from range of estimates. This averages are used for the purpose of screening and ranking potential measures. Detailed values will be used in final measures short-list | [23 empty] | 0
[2] Values represent percent of total (VOC or NOx) 2028 LADCO-wide inventory affected by measured. Based on source category. | [23 empty] | 0
NA: data not available | [23 empty] | 0

## Mobile_state_reductions
Shortlist | Measure # | Source Category | Emission Reduction Measure Name | Pollutant | Absolute Reductions (TPY) - Based on 2028 Inventory | [5 empty] | Potentially Overlapping/Applicable Regulations | [5 empty] | Illinois | Indiana | Michigan | Minnesota | Ohio | Wisconsin
[5 empty] | Illinois | Indiana | Michigan | Minnesota | Ohio | Wisconsin | Illinois | Indiana | Michigan | Minnesota | Ohio | Wisconsin | IL | IN | MI | MN | OH | WI
General
- | G-1 | Several Mobile (Passenger Vehicles, Lawn and Garden) | Ozone Action Days - Education and Promotion Campaigns | NOx | NA | NA | NA | NA | NA | NA | [6 empty] | IL | IN | MI | MN | OH | WI | ILINMIMNOHWI
- | G-1 | Several Mobile (Passenger Vehicles, Lawn and Garden) | Ozone Action Days - Education and Promotion Campaigns | VOC | NA | NA | NA | NA | NA | NA | [6 empty] | IL | IN | MI | MN | OH | WI | ILINMIMNOHWI
Onroad
CE | O-1 | Gasoline Vehicles | Opt into Reformulated Gasoline (RFG) Standards | NOx | 3.4767 | 3.1879 | 3.9157 | 2.5467 | 4.6298 | 2.1153 | Title 35, Part 241: Clean Fuel Fleet ProgramTitle 35, Part 275: Alternate Fuels ProgramTitle 35, Part 276: Vehicle emissions inspection program | Title 326, Article 13 (Northwest Indiana Vehicle Emissions Testing Program) Title 326, Article 19 Mobile Source Rules (Northwest Clean Fuel Fleet Vehicles) |  | Clean Cars Minnesota (not yet adopted) | Chapter 3745-26, Motor Vehicle Inspection and Maintenance (I/M) Program Chapter 3745-80, Statewide Motor Vehicle Anti-Tampering Program | Chapter NR 485 Control of Emissions From Motor Vehicles, Internal Combustion Engines And Mobile Sources; Tampering Prohibition Chapter NR 486 Employee Commute Options Program Chapter NR 487 Clean Fuel Fleet Program | IL | IN | MI | MN | OH | WI | ILINMIMNOHWI
CE | O-1 | Gasoline Vehicles | Opt into Reformulated Gasoline (RFG) Standards | VOC | 0.26746 | 0.21472 | 0.26628 | 0.17753 | 0.32125 | 0.14833 | Title 35, Part 241: Clean Fuel Fleet ProgramTitle 35, Part 275: Alternate Fuels ProgramTitle 35, Part 276: Vehicle emissions inspection program | Title 326, Article 13 (Northwest Indiana Vehicle Emissions Testing Program) Title 326, Article 19 Mobile Source Rules (Northwest Clean Fuel Fleet Vehicles) |  | Clean Cars Minnesota (not yet adopted) | Chapter 3745-26, Motor Vehicle Inspection and Maintenance (I/M) Program Chapter 3745-80, Statewide Motor Vehicle Anti-Tampering Program | Chapter NR 485 Control of Emissions From Motor Vehicles, Internal Combustion Engines And Mobile Sources; Tampering Prohibition Chapter NR 486 Employee Commute Options Program Chapter NR 487 Clean Fuel Fleet Program
- | O-2 | Gasoline Vehicles | Low RVP Gasoline | VOC | 6.6864 | 5.3681 | 6.6569 | 4.4382 | 8.0313 | 3.7081 | Title 35, Part 241: Clean Fuel Fleet ProgramTitle 35, Part 275: Alternate Fuels ProgramTitle 35, Part 276: Vehicle emissions inspection program | Title 326, Article 13 (Northwest Indiana Vehicle Emissions Testing Program) Title 326, Article 19 Mobile Source Rules (Northwest Clean Fuel Fleet Vehicles) |  | Clean Cars Minnesota (not yet adopted) | Chapter 3745-26, Motor Vehicle Inspection and Maintenance (I/M) Program Chapter 3745-80, Statewide Motor Vehicle Anti-Tampering Program | Chapter NR 485 Control of Emissions From Motor Vehicles, Internal Combustion Engines And Mobile Sources; Tampering Prohibition Chapter NR 486 Employee Commute Options Program Chapter NR 487 Clean Fuel Fleet Program | IL | IN | MI | MN | OH | WI | ILINMIMNOHWI
EmissRed | O-3 | Gasoline Vehicles | Petition EPA to Remove the 1 Psi Allowance for 9-10% Ethanol Blends | VOC | 802.365 | 644.1748 | 798.8319 | 532.5821 | 963.7505 | 444.9768 | Title 35, Part 241: Clean Fuel Fleet ProgramTitle 35, Part 275: Alternate Fuels ProgramTitle 35, Part 276: Vehicle emissions inspection program | Title 326, Article 13 (Northwest Indiana Vehicle Emissions Testing Program) Title 326, Article 19 Mobile Source Rules (Northwest Clean Fuel Fleet Vehicles) |  | Clean Cars Minnesota (not yet adopted) | Chapter 3745-26, Motor Vehicle Inspection and Maintenance (I/M) Program Chapter 3745-80, Statewide Motor Vehicle Anti-Tampering Program | Chapter NR 485 Control of Emissions From Motor Vehicles, Internal Combustion Engines And Mobile Sources; Tampering Prohibition Chapter NR 486 Employee Commute Options Program Chapter NR 487 Clean Fuel Fleet Program | IL | IN | MI | MN | OH | WI | ILINMIMNOHWI
- | O-4 | Light Duty and Medium Duty Gasoline and Diesel Vehicles (<8,500 lbs) | Accelerated Retirement of Older Light Duty and Medium Duty Vehicles | NOx | 0.89938 | 0.82426 | 1.0027 | 0.69078 | 1.2392 | 0.5495
- | O-4 | Light Duty and Medium Duty Gasoline and Diesel Vehicles (<8,500 lbs) | Accelerated Retirement of Older Light Duty and Medium Duty Vehicles | VOC | 1.2325 | 0.95676 | 1.2113 | 0.8187 | 1.5405 | 0.65272
R-Select | O-5, O-6 | Passenger Vehicles and Motorcycles | Accelerated Penetration of Partial Zero (PHEV) Emission and Zero Emission Vehicles | NOx | 96.3242 | 88.7272 | 108.5391 | 74.5908 | 131.0279 | 59.7954
R-Select | O-5, O-6 | Passenger Vehicles and Motorcycles | Accelerated Penetration of Partial Zero (PHEV) Emission and Zero Emission Vehicles | VOC | 171.8868 | 135.9584 | 171.1779 | 116.3737 | 209.841 | 95.535
- | O-7 | Passenger Vehicles | Travel Efficiency Strategies | NOx | 6.4834 | 5.972 | 7.3055 | 5.0205 | 8.8192 | 4.0247
- | O-7 | Passenger Vehicles | Travel Efficiency Strategies | VOC | 9.2554 | 7.3208 | 9.2173 | 6.2663 | 11.2991 | 5.1442
EmissRed | O-8 | Heavy Duty Vehicles | Inspection and Maintenance Program (Remote sensing) | NOx | 717.9693 | 550.3859 | 272.4392 | 224.8138 | 457.8665 | 433.2064
- | O-9 | Light Duty Vehicles | Commuter Programs | NOx, VOC | NA | NA | NA | NA | NA | NA
EmissRed | O-10 | Heavy Duty Diesel Vehicles | Ultra-Low NOx Engine Replacement | NOx | 1579.5534 | 1110.4861 | 530.0826 | 437.6113 | 1000.5364 | 851.753
EmissRed | O-11 | Heavy Duty Diesel Vehicles and Buses | Accelerated Fleet Turnover / Retrofit Requirements | NOx | 2713.209 | 2197.1936 | 1134.9461 | 886.6044 | 1758.7534 | 1620.3884
EmissRed | O-12 | Diesel Vehicles | Fuel Composition Requirements (e.g., TxLED) | NOx | 898.3016 | 752.9884 | 461.9269 | 346.4517 | 631.3765 | 549.7974
- | O-13 | Heavy Duty Vehicles | Alternative Fuel Programs (e.g., biodiesel, CNG, LPG, and E85) | NOx | 62.6591 | 48.0337 | 23.7765 | 19.6201 | 39.9593 | 37.8071
- | O-13 | Heavy Duty Vehicles | Alternative Fuel Programs (e.g., biodiesel, CNG, LPG, and E85) | VOC | 1.3925 | 1.2008 | 0.57894 | 0.46398 | 0.85569 | 0.85684
- | O-14 | Heavy Duty Diesel Vehicles (Class 6 and above) | Diesel Retrofit (Emissions Control Systems[3]) | NOx | 56.3932 | 43.2303 | 21.3989 | 17.6581 | 35.9633 | 34.0264
- | O-15 | Heavy Duty Diesel Vehicles (Class 8) | Eliminate Long Duration Idling | NOx | 476.343 | 304.348 | 139.0758 | 60.5396 | 164.4948 | 183.0571
EmissRed | O-16 | Heavy Duty Vehicles (>14,001 lbs) | Accelerated Deployment of Near-zero and Zero-Emission Trucks | NOx | 647.4778 | 496.348 | 245.6906 | 202.7412 | 412.9123 | 390.6734
EmissRed | O-17 | Diesel Vehicles - Heavy Duty Tractors | Aerodynamic Devices | NOx | 473.866 | 333.1458 | 159.0248 | 131.2834 | 300.1609 | 255.5259
- | O-18 | Diesel Vehicles - Long-Haul class 8 tractor trailers | Low Rolling Resistance Tires and Retread Tire Technologies | NOx | 5.2652 | 3.7016 | 1.7669 | 1.4587 | 3.3351 | 2.8392
- | O-20, O-21 | Diesel Vehicles - School Buses | Idling Reduction Technologies | NOx | NA | NA | NA | NA | NA | NA
- | O-22, O-26 | Port Drayage Trucks | Accelerated Fleet Turnover and Retrofit Requirements | NOx | 8.3521 | 8.3701 | 2.6437 | 2.9606 | 5.6543 | 6.345
- | O-23 | Port Drayage Trucks | Expansion of Off-Peak Operation Hours | NOx | NA | NA | NA | NA | NA | NA
- | O-24 | Port Drayage Trucks | Using Rail or Barge instead of Trucking | NOx | NA | NA | NA | NA | NA | NA
- | O-25 | Port Drayage Trucks | Zero Emissions Fleet | NOx | 33.4086 | 33.4802 | 10.5747 | 11.8424 | 22.6174 | 25.3799
- | O-27 | Heavy Duty Vehicles (>14,001 lbs) | Alternative Fuel or Less-Polluting Sweepers Requirements | NOx | 62.6591 | 48.0337 | 23.7765 | 19.6201 | 39.9593 | 37.8071
- | O-27 | Heavy Duty Vehicles (>14,001 lbs) | Alternative Fuel or Less-Polluting Sweepers Requirements | VOC | 3.7133 | 3.202 | 1.5438 | 1.2373 | 2.2818 | 2.2849
- | O-28 | Public Fleet Light Duty and Medium Duty Vehicles | Alternative Fuel or Low-Emitting Gasoline Public Fleet Requirements | NOx | NA | NA | NA | NA | NA | NA
- | O-28 | Public Fleet Light Duty and Medium Duty Vehicles | Alternative Fuel or Low-Emitting Gasoline Public Fleet Requirements | VOC | NA | NA | NA | NA | NA | NA
- | O-29 | Public Transit Buses | Alternative Fuel Public Transit Fleet Requirements | NOx | 18.0101 | 10.0188 | 29.5148 | 11.4027 | 6.6625 | 4.316
- | O-30 | Refuse Collection Heavy Duty Vehicles | Alternative Fuel Residential and Commercial Refuse Collection Vehicle Fleet Requirements | NOx | 20.1834 | 6.4073 | 7.1448 | 12.4654 | 7.3369 | 8.4239
CE | O-31 | Commercial Airport Ground Access Vehicles | Alternative Fuel or Clean Burning Commercial Airport Ground Access Vehicle Fleet Requirements | NOx | NA | NA | NA | NA | NA | NA
CE | O-31 | Commercial Airport Ground Access Vehicles | Alternative Fuel or Clean Burning Commercial Airport Ground Access Vehicle Fleet Requirements | VOC | NA | NA | NA | NA | NA | NA
- | O-32 | Public Fleet Heavy Duty Vehicles | Alternative Fuel Public Fleet Requirements | NOx | NA | NA | NA | NA | NA | NA
Off-road
R-Select | N-1 | Off-road Engines | Repowering Engines | NOx | 32.1103 | 25.0062 | 12.9515 | 27.217 | 24.2689 | 11.7002
- | N-2, N-15 | Off-road Engines | Retrofits | NOx | 32.1103 | 25.0062 | 12.9515 | 27.217 | 24.2689 | 11.7002
- | N-3 | Off-road Engines | Tier II Engine Replacement to Tier III or IV | NOx | 114.5558 | 89.2113 | 46.2055 | 97.0985 | 86.5808 | 41.7412
- | N-4 | Small Off-Road Engines (Sore) | Exchange Existing In-Use Sore for Electrical Equipment, or New Low-Emitting Engines | NOx | 28.0651 | 13.7811 | 16.3915 | 11.1725 | 24.2936 | 10.6323
- | N-4 | Small Off-Road Engines (Sore) | Exchange Existing In-Use Sore for Electrical Equipment, or New Low-Emitting Engines | VOC | 146.7716 | 76.9445 | 87.865 | 61.5658 | 133.7571 | 57.0383
- | N-5 | Nonroad Gasoline Vehicles | Low RVP Gasoline | VOC | 54.5112 | 32.8244 | 38.3274 | 29.2742 | 51.3886 | 25.1709
- | N-6 | Nonroad Diesel Vehicles - Agriculture | Autonomous Vehicles Fleet and Smart Farming Technology | NOx | NA | NA | NA | NA | NA | NA
- | N-7 | Nonroad Diesel Vehicles - Agriculture | Implementing Multi-Tillage Tools | NOx | NA | NA | NA | NA | NA | NA
- | N-8 | Nonroad Diesel Vehicles - Construction and Agriculture | Alternative Fuels - Biodiesel | VOC | NA | NA | NA | NA | NA | NA
- | N-9 | Nonroad Diesel Vehicles - Construction and Agriculture | Contractual Agreements (writing air quality requirements into public contracts) | NOx | NA | NA | NA | NA | NA | NA
- | N-10 | Nonroad Diesel Vehicles - Construction and Agriculture | Electrification | NOx | 130.5516 | 108.2274 | 43.7855 | 126.7789 | 95.0909 | 44.043
- | N-11 | Nonroad Diesel Vehicles - Construction and Agriculture | Engine Preventive Maintenance | NOx | NA | NA | NA | NA | NA | NA
- | N-12 | Nonroad Diesel Vehicles - Construction and Agriculture | Engine Replacement/Repower or Upgrades | NOx | 35.2489 | 29.2214 | 11.8221 | 34.2303 | 25.6745 | 11.8916
- | N-13 | Nonroad Diesel Vehicles - Construction and Agriculture | Equipment Operator Training | NOx | NA | NA | NA | NA | NA | NA
- | N-14 | Nonroad Diesel Vehicles - Construction and Agriculture | Idling Reduction and Control | NOx | NA | NA | NA | NA | NA | NA
- | N-15 | Nonroad Diesel Vehicles - Construction and Agriculture | Retrofit Technologies (various) | NOx | 48.3041 | 40.0441 | 16.2006 | 46.9082 | 35.1836 | 16.2959
- | N-15 | Nonroad Diesel Vehicles - Construction and Agriculture | Retrofit Technologies (various) | VOC | 6.0349 | 4.7154 | 2.1006 | 5.9635 | 4.3103 | 1.9566
EmissRed | N-16 | Off-Road Diesel-Fueled Construction, Industrial Equipment, Airport Ground Support Equipment, and Drilling Equipment | Accelerated Deployment of Near-zero and Zero-Emission Equipment | NOx | 633.5299 | 609.0056 | 360.982 | 425.3852 | 649.0319 | 397.6504
EmissRed | N-17 | Off-Road Diesel-Fueled Construction, Industrial Equipment, Airport Ground Support Equipment, and Drilling Equipment | Accelerated Turnover or Retrofit of Older Equipment and Engines (Tier 0 to Tier4) | NOx | 601.8534 | 578.5553 | 342.9329 | 404.116 | 616.5803 | 377.7679
Rail
- | R-1 | Locomotive Engines (Passenger) | Accelerated Replacement of Existing Locomotive Engines Meeting Tier 4 or Cleaner Exhaust Standards | NOx | 28.9141 | 0 | 0 | 0.67385 | 0 | 0.4187
CE | R-2 | Locomotives | Idling Reduction | NOx | 309.3508 | 82.5714 | 46.9192 | 94.0206 | 141.3511 | 54.622
- | R-3 | Locomotives | Upgrade Engines in Switcher Locomotives - Diesel-Electric Hybrid Locomotives | NOx | 0 | 0 | 0 | 0 | 0 | 0
CE | R-4 | Locomotives | Switcher Idling Reduction | NOx | 48.6561 | 14.1291 | 6.1572 | 16.8177 | 26.8337 | 9.7143
- | R-5 | Locomotives | Engine Repowering, Retrofitting and New Engines | NOx | NA | NA | NA | NA | NA | NA
Marine
- | M-1 | Harbor Craft | Repower Engines | NOx | 196.3495 | 54.4733 | 145.8855 | 26.3476 | 80.0074 | 53.3676
- | M-2 | Commercial Marine Engines | Alternative Fuel - LNG | NOx | 0.58134 | 0.96409 | 22.0466 | 2.3231 | 2.5342 | 2.9972
- | M-3 | Commercial Marine Engines | Alternative Maritime Power (AMP), Shore Power, Cold-Ironing | NOx | 0.28991 | 5.3965 | 3.1722 | 6.6133 | 0.34202 | 1.0011
- | M-4, M-5 | Harbor Craft | Marine Engine Control Technology and Upgrades | NOx | 151.038 | 41.9026 | 112.2196 | 20.2674 | 61.5442 | 41.052
EmissRed | M-6 | Commercial Marine Engines | Vessel Speed Reduction | NOx | 34.3108 | 19.9044 | 1388.6649 | 106.6499 | 147.6352 | 172.9781
- | M-7 | Commercial Marine Engines | Switch to Low Sulfur Content Fuel | NOx | 0 | 0 | 0 | 0 | 0 | 0
- | M-8 | Commercial Marine Engines | Selective Catalytic Reduction with Low Sulfur Fuel for Vessel Propulsion Engines | NOx | 1.1781 | 1.7113 | 47.2469 | 4.4253 | 5.0944 | 6.0286
- | M-9 | Commercial Marine Engines | Retrofit with Slide Valves | NOx | 0.27719 | 0.40266 | 11.1169 | 1.0412 | 1.1987 | 1.4185
- | M-10 | Commercial Marine Engines | Water/Fuel Emulsion Used in Propulsion & Auxiliary Engines | NOx | 0.41524 | 0.68864 | 15.7476 | 1.6593 | 1.8101 | 2.1408
- | M-11 | Commercial Marine Engines | Water Injection in Propulsion & Auxiliary Engines | NOx | 0.83048 | 1.3773 | 31.4952 | 3.3187 | 3.6203 | 4.2817
Airports
- | A-1 | Airports General | Passenger and Overall System Efficiency Increases | NOx | NA | NA | NA | NA | NA | NA
CE | A-2 | Aircraft Ground Support Equipment | Alternative Fuels - CNG/LPG | NOx | 3.1726 | 0.55213 | 1.3464 | 1.1203 | 0.66241 | 0.41014
CE | A-2 | Aircraft Ground Support Equipment | Alternative Fuels - CNG/LPG | VOC | 0.47084 | 0.079219 | 0.20127 | 0.16308 | 0.10061 | 0.061099
- | A-3 | Aircraft Ground Support Equipment | Electrification | NOx | 4.8809 | 0.84943 | 2.0715 | 1.7236 | 1.0191 | 0.63099
- | A-3 | Aircraft Ground Support Equipment | Electrification | VOC | 1.5695 | 0.26406 | 0.6709 | 0.5436 | 0.33538 | 0.20366
Additional measures suggested by states/LADCO
CE | O-33 | Passenger Cars and LDTs | Encourage Telecommuting and Alternative Work Schedules (TR-6) | NOx | 5.0365 | 4.6159 | 5.6149 | 3.8684 | 6.9396 | 3.0772
CE | O-33 | Passenger Cars and LDTs | Encourage Telecommuting and Alternative Work Schedules (TR-6) | VOC | 4.129 | 3.2051 | 4.0579 | 2.7426 | 5.1608 | 2.1866
R-Select | O-34 | Passenger Cars and LDTs | Land Use: Increase Transit Accessibility (LUT-5) | NOx | 22.5745 | 20.689 | 25.1668 | 17.3385 | 31.1041 | 13.7925
R-Select | O-34 | Passenger Cars and LDTs | Land Use: Increase Transit Accessibility (LUT-5) | VOC | 18.6112 | 14.447 | 18.2908 | 12.3623 | 23.2621 | 9.8561
R-Select | O-35 | Passenger Cars and LDTs | Land Use: Increase density in Land Use Planning (LUT-1) | NOx | 28.3306 | 25.9643 | 31.5838 | 21.7595 | 39.035 | 17.3093
R-Select | O-35 | Passenger Cars and LDTs | Land Use: Increase density in Land Use Planning (LUT-1) | VOC | 23.2949 | 18.0827 | 22.8938 | 15.4734 | 29.1162 | 12.3364
R-Select | O-36 | Passenger Cars and LDTs | Land Use: Increase Diversity of Urban and Suburban Developments (Mixed Use) LUT-3 | NOx | 35.076 | 32.1463 | 39.1037 | 26.9404 | 48.3291 | 21.4306
R-Select | O-36 | Passenger Cars and LDTs | Land Use: Increase Diversity of Urban and Suburban Developments (Mixed Use) LUT-3 | VOC | 28.8413 | 22.3881 | 28.3447 | 19.1575 | 36.0486 | 15.2736
- | O-37 | Passenger Cars and LDTs | Limit Parking Supply (PDT-1) / Park and Ride | NOx | 15.7392 | 14.4246 | 17.5465 | 12.0886 | 21.6861 | 9.6163
- | O-37 | Passenger Cars and LDTs | Limit Parking Supply (PDT-1) / Park and Ride | VOC | 12.9416 | 10.046 | 12.7188 | 8.5963 | 16.1757 | 6.8536
- | O-38 | Passenger Cars and LDTs | Implement Voluntary Commute Trip Reduction Program (TRT-1) Employee Commute Programs (vanpool, carpool, bicycles, transit) - various | NOx | 6.4756 | 5.9347 | 7.2191 | 4.9736 | 8.9223 | 3.9564
- | O-38 | Passenger Cars and LDTs | Implement Voluntary Commute Trip Reduction Program (TRT-1) Employee Commute Programs (vanpool, carpool, bicycles, transit) - various | VOC | 5.2999 | 4.1141 | 5.2086 | 3.5204 | 6.6243 | 2.8067
R-Select | O-39 | Passenger Cars and LDTs | Implement Mandatory Commute Trip Reduction Program (TRT-2) | NOx | 22.6645 | 20.7715 | 25.267 | 17.4076 | 31.228 | 13.8474
R-Select | O-39 | Passenger Cars and LDTs | Implement Mandatory Commute Trip Reduction Program (TRT-2) | VOC | 18.6112 | 14.447 | 18.2908 | 12.3623 | 23.2621 | 9.8561
EmissRed | O-40 | Heavy Duty Trucks | Last Mile Delivery | NOx | 1063.2147 | 852.0542 | 412.2016 | 335.3164 | 683.9246 | 651.3501
EmissRed | O-40 | Heavy Duty Trucks | Last Mile Delivery | VOC | 122.0172 | 128.4849 | 55.3148 | 45.9296 | 77.1598 | 80.5145
CE | O-41 | Commercial Vehicles or Motor Vehicles | Anti-Idling Ordinance | NOx | 358.6414 | 291.3213 | 153.9092 | 123.3597 | 241.7502 | 225.0426
CE | O-41 | Commercial Vehicles or Motor Vehicles | Anti-Idling Ordinance | VOC | NA | NA | NA | NA | NA | NA
CE | O-42 | Commercial Vehicles (>8,500 lbs) | Idling Prohibition | NOx | 340.2287 | 272.6573 | 131.9045 | 107.3013 | 218.8559 | 208.432
CE | O-42 | Commercial Vehicles (>8,500 lbs) | Idling Prohibition | VOC | NA | NA | NA | NA | NA | NA
- | O-43 | Passenger Cars and LDTs | Ridesharing programs | NOX | 179.8768 | 164.8528 | 200.5319 | 138.1557 | 247.8413 | 109.9004
- | O-43 | Passenger Cars and LDTs | Ridesharing programs | VOC | 246.5066 | 191.3515 | 242.2625 | 163.7392 | 308.1079 | 130.5439
R-Select | N-18 | Lawn and Garden Equipment | Electrification (Zero-Emission Landscaping Equipment Incentive Programs) | NOx | 27.814 | 13.6514 | 16.2036 | 11.0632 | 24.0735 | 10.523
R-Select | N-18 | Lawn and Garden Equipment | Electrification (Zero-Emission Landscaping Equipment Incentive Programs) | VOC | 146.7296 | 76.923 | 87.833 | 61.5479 | 133.7198 | 57.0198
- | N-19 | Recreational Vehicles (ATVs, MCs, Snowmobiles) | Electrification | NOx | 6.5656 | 3.3099 | 22.2182 | 23.7558 | 4.6369 | 15.6677
- | N-19 | Recreational Vehicles (ATVs, MCs, Snowmobiles) | Electrification | VOC | 54.014 | 31.0503 | 176.9544 | 185.3185 | 43.7081 | 123.8458
NOTES/Color legend:
These absolute emission reductions by state are based on calculated reductions to 2016v1 modeling platform emissions. They do not account for possible overlapping reductions from existing OTB regulations affecting the same SCCs
Potential reduction from overlapping regulations will considered for white paper measures, after the initial master list screening

## Nonpoint_options
Shortlist | # | Source Category | Emission Reduction Measure Name | Target Pollutant(s): NOx and/or VOC | % Penetration [2] | Control Efficiency (% reduction) [1] | Cost Effectiveness ($/ton) [1] | % LADCO-wide emissions subject to measure [3] | Estimated Absolute Emissions Reduction After Control (tpy) - Year 2028 | Comments | Select Reference(s) | Reference 1 | Reference 2 | Reference 3 | Reference 4 | Change to % Penetration | Change to Control Efficiency (% reduction) [1] | Change to Cost Effectiveness ($/ton) [1] | Change to % LADCO-wide emissions subject to measure [2] | Change to Estimated Absolute Emissions Reduction After Control (tpy)
Residential/Commercial/Industrial Boilers, Heaters and IC Engines - Natural gas (nonpoint) | [20 empty] | TRUE
C-E | NP - 1 | Commercial/ Institutional Natural Gas | Natural Gas Water Heater Replacement | NOx | 10% | 45% | 0 | 2.995% | 1445.007 | NEI SCCs do not distinguish residential or commercial fuel combustion by type, only by fuel, therefore, % LADCO-wide emissions subject to measure is conservatively high | EPA Menu of Control Measures | https://www.epa.gov/air-quality-implementation-plans/menu-control-measures-naaqs-implementation |  |  |  | - | - | - | - | Revised | TRUE | NP - 1NOx | 0
- | NP - 2 | Industrial Natural Gas Combustion | RACT to 25 tpy (Low NOx Burner) | NOx | 10% | 31% | $2,419-$2,638 / ton NOx | 1.701% | 565.3117 |  | EPA Menu of Control Measures | https://www.epa.gov/air-quality-implementation-plans/menu-control-measures-naaqs-implementation | https://www.epa.gov/sites/production/files/2015-11/documents/assessment_of_non-egu_nox_emission_controls_and_appendices_a_b.pdf |  |  | - | - | - | - | Revised | TRUE | NP - 2NOx | $2,419-$2,638 / ton NOx
- | NP - 3 | Industrial Natural Gas Combustion | RACT to 50 tpy (Low NOx Burner) | NOx | 10% | 31% | $2,419-$2,638 /ton NOx | 1.673% | 556.257 |  | EPA Menu of Control Measures | https://www.epa.gov/air-quality-implementation-plans/menu-control-measures-naaqs-implementation | https://www.epa.gov/sites/production/files/2015-11/documents/assessment_of_non-egu_nox_emission_controls_and_appendices_a_b.pdf |  |  | - | - | - | - | Revised | TRUE | NP - 3NOx | $2,419-$2,638 /ton NOx
- | NP - 4 | Natural-Gas-Fired, Fan-Type Central Furnaces | Natural-Gas-Fired, Fan-Type Central Furnaces Emissions Limits | NOx | 1% | 65% | $8,600 - $19,000 /ton NOx | 9.965% | 694.5228 | NEI SCCs do not distinguish residential or commercial fuel combustion by type, only by fuel, therefore, % LADCO-wide emissions subject to measure is conservatively high | South Coast Air Quality Management District Rules | http://www.aqmd.gov/docs/default-source/rule-book/reg-xi/rule-1111.pdf | https://www.baaqmd.gov/~/media/files/engineering/bact-tbact-workshop/appendix/cost-effectiveness-calculations-nox.pdf | https://www.epa.gov/sites/production/files/2015-11/documents/assessment_of_non-egu_nox_emission_controls_and_appendices_a_b.pdf | https://www.aqmd.gov/docs/default-source/rule-book/Proposed-Rules/1111/par-1111-2017-18-draft-staff-report.pdf?sfvrsn=4 | - | Revised | Revised | Revised | Revised | TRUE | NP - 4NOx | $8,600 - $19,000 /ton NOx
EmissRed | NP - 5 | Boilers, Steam Generators and Process Heaters | Rules 4306, 4320 Advanced Emission Reduction Options for Boilers, Steam Generators, and Process Heaters | NOx | 10% | 96% | $20,000 - $200,000/ton | 4.807% | 4948.6566 | Applicable to non-residential gaseous/liquid-fired boilers/process heaters. | San Joaquin Valley 2016 Plan for the 2008 8-Hour Ozone Standard | http://www.valleyair.org/Air_Quality_Plans/Ozone-Plan-2016.htm | https://downloads.regulations.gov/EPA-R09-OAR-2019-0318-0162/attachment_4.pdf | http://www.aqmd.gov/docs/default-source/Agendas/Governing-Board/2018/2018-july6-026.pdf |  | - | - | - | Revised | Revised | TRUE | NP - 5NOx | $20,000 - $200,000/ton
EmissRed | NP - 5 | Boilers, Steam Generators and Process Heaters | Rules 4306, 4320 Advanced Emission Reduction Options for Boilers, Steam Generators, and Process Heaters | VOC | NA | NA | NA | 0.2242% | NA |  | San Joaquin Valley 2016 Plan for the 2008 8-Hour Ozone Standard | http://www.valleyair.org/Air_Quality_Plans/Ozone-Plan-2016.htm | https://downloads.regulations.gov/EPA-R09-OAR-2019-0318-0162/attachment_4.pdf | http://www.aqmd.gov/docs/default-source/Agendas/Governing-Board/2018/2018-july6-026.pdf |  | - | Revised | Revised | - | Revised | TRUE | NP - 5VOC | NA
EmissRed | NP - 6 | Residential/Commercial/ Institutional Water Heaters and/or Space Heaters | Low NOx Water Heaters and Low NOx Burner Space Heaters | NOx | 10% | 41% | $928-$1,974 | 10.18% | 4476.4473 | NEI SCCs do not distinguish residential or commercial fuel combustion by type, only by fuel, therefore, % LADCO-wide emissions subject to measure is conservatively high | EPA Menu of Control Measures | https://www.epa.gov/air-quality-implementation-plans/menu-control-measures-naaqs-implementation |  |  |  | - | - | - | - | Revised | TRUE | NP - 6NOx | $928-$1,974
EmissRed | NP - 7 | Commercial/Residential Heaters/Boilers | Zero and Near-Zero Emission Burners and Incentives | NOx | 10% | 45% | 20000 | 11.78% | 5681.8281 |  | South Coast Air Quality Management Plan | http://www.aqmd.gov/docs/default-source/clean-air-plans/air-quality-management-plans/2016-air-quality-management-plan/control-strategies/1_stationarysourcemeasures_040816.pdf?sfvrsn=4 |  |  |  | - | - | - | - | Revised | TRUE | NP - 7NOx | 20000
EmissRed | NP - 7 | Commercial/Residential Heaters/Boilers | Zero and Near-Zero Emission Burners and Incentives | VOC | NA | NA | NA | 0.4965% | NA |  | South Coast Air Quality Management Plan | http://www.aqmd.gov/docs/default-source/clean-air-plans/air-quality-management-plans/2016-air-quality-management-plan/control-strategies/1_stationarysourcemeasures_040816.pdf?sfvrsn=4 |  |  |  | - | - | - | - | Revised | TRUE | NP - 7VOC | NA
- | NP - 8 | Commercial and Residential Cooking Appliances | Low Emissions Burners and Incentives | NOx | 1% | 50% | $15,000-$30,000 | 7.098% | 380.5579 | NEI SCCs do not distinguish residential or commercial fuel combustion by type, only by fuel, therefore, % LADCO-wide emissions subject to measure is conservatively high | South Coast Air Quality Management Plan | http://www.aqmd.gov/docs/default-source/clean-air-plans/air-quality-management-plans/2016-air-quality-management-plan/control-strategies/1_stationarysourcemeasures_040816.pdf?sfvrsn=4 |  |  |  | - | Revised | - | - | Revised | TRUE | NP - 8NOx | $15,000-$30,000
Other combustion (industrial wood, residential/industrial propane, gas/oil/LPG/wood-fired heaters etc.) | [20 empty] | TRUE |  | 0
- | NP - 9 | Industrial Coal Combustion | RACT to 25/50 tpy (Low NOx Burner) | NOx | 10% | 21% | 2167 | 0.1865% | 41.9862 |  | EPA Menu of Control Measures | https://www.epa.gov/air-quality-implementation-plans/menu-control-measures-naaqs-implementation |  |  |  | - | - | - | - | Revised | TRUE | NP - 9NOx | 2167
- | NP - 10 | Industrial Oil Combustion | RACT to 25/50 tpy (Low NOx Burner) | NOx | 10% | 36% | 1894 | 0.08638% | 33.3446 |  | EPA Menu of Control Measures | https://www.epa.gov/air-quality-implementation-plans/menu-control-measures-naaqs-implementation |  |  |  | - | - | - | - | Revised | TRUE | NP - 10NOx | 1894
- | NP - 11 | Process Heaters - Distillate Oil, Residual Oil, or Other Fuel | Low NOx Burner and Selective Non-Catalytic Reduction | NOx | 10% | 75% | $3,691 for NOx<1 tpd and $1,990 for NOx>1 tpd | 0.2521% | 202.7527 | Point source-focused measure | EPA Menu of Control Measures | https://www.epa.gov/air-quality-implementation-plans/menu-control-measures-naaqs-implementation |  |  |  | - | - | - | - | Revised | TRUE | NP - 11NOx | $3,691 for NOx<1 tpd and $1,990 for NOx>1 tpd
- | NP - 12 | Bakery Products | Catalytic Incineration | VOC | 10% | 39.9% | 2359 | 0.1434% | 86.3409 |  | EPA Menu of Control Measures | https://www.epa.gov/air-quality-implementation-plans/menu-control-measures-naaqs-implementation |  |  |  | - | - | - | - | Revised | TRUE | NP - 12VOC | 2359
Open Burning/Prescribed Forest Burning | [20 empty] | TRUE |  | 0
C-E | NP - 13 | Open Burning | Episodic Ban (Daily Only) | NOx | 10% | 100% | 0 | 0.7936% | 850.9015 | includes ag burning, emission reduction effect and cost effectiveness dependent on program stringency and implementation | EPA Menu of Control Measures | https://www.epa.gov/air-quality-implementation-plans/menu-control-measures-naaqs-implementation | https://www.epa.gov/sites/production/files/2015-08/documents/iii16_apr2001.pdf | https://www.dep.pa.gov/Business/Air/BAQ/GeneralInformation/Pages/Open-Burning-Information.aspx |  | - | - | - | - | Revised | TRUE | NP - 13NOx | 0
C-E | NP - 13 | Open Burning | Episodic Ban (Daily Only) | VOC | 10% | 100% | 0 | 1.039% | 1566.8849 | includes ag burning, emission reduction effect and cost effectiveness dependent on program stringency and implementation | EPA Menu of Control Measures | https://www.epa.gov/air-quality-implementation-plans/menu-control-measures-naaqs-implementation | https://www.epa.gov/sites/production/files/2015-08/documents/iii16_apr2001.pdf | https://www.dep.pa.gov/Business/Air/BAQ/GeneralInformation/Pages/Open-Burning-Information.aspx |  | - | Revised | Revised | Revised | Revised | TRUE | NP - 13VOC | 0
- | NP - 14 | Open Burning | SCAQMD Open Burn Program Rule 444 | NOx | NA | NA | NA | 0.7936% | NA | includes ag burning, emission reduction effect and cost effectiveness dependent on program stringency and implementation | South Coast Air Quality Management District Rules | http://www.aqmd.gov/home/rules-compliance/compliance/open-burn |  |  |  | - | - | - | - | Revised | TRUE | NP - 14NOx | NA
- | NP - 14 | Open Burning | SCAQMD Open Burn Program Rule 444 | VOC | NA | NA | NA | 1.039% | NA | includes ag burning, emission reduction effect and cost effectiveness dependent on program stringency and implementation | South Coast Air Quality Management District Rules | http://www.aqmd.gov/home/rules-compliance/compliance/open-burn |  |  |  | - | - | - | - | Revised | TRUE | NP - 14VOC | NA
- | NP - 15 | Open Burning | Opening Burning Rule 4103 | NOx | 10% | 4.5% | NA | 0.7936% | 38.2906 | includes ag burning, emission reduction effect and cost effectiveness dependent on program stringency and implementation | San Joaquin Valley 2016 Plan for the 2008 8-Hour Ozone Standard | http://www.valleyair.org/Air_Quality_Plans/Ozone-Plan-2016/c.pdf |  |  |  | - | Revised | Revised | - | Revised | TRUE | NP - 15NOx | NA
- | NP - 15 | Open Burning | Opening Burning Rule 4103 | VOC | NA | NA | NA | 1.039% | NA | includes ag burning, emission reduction effect and cost effectiveness dependent on program stringency and implementation | San Joaquin Valley 2016 Plan for the 2008 8-Hour Ozone Standard | http://www.valleyair.org/Air_Quality_Plans/Ozone-Plan-2016/c.pdf |  |  |  | - | - | - | - | Revised | TRUE | NP - 15VOC | NA
- | NP - 16 | Open Burning | CARB Outdoor Residential Waste Burning Requirements | NOx | NA | NA | NA | 0.786% | NA |  | CARB Programs | https://ww2.arb.ca.gov/our-work/programs/outdoor-residential-waste-burning | https://ww3.arb.ca.gov/regact/reswstebrn/reswstebrn.htm |  |  | - | - | - | - | Revised | TRUE | NP - 16NOx | NA
- | NP - 16 | Open Burning | CARB Outdoor Residential Waste Burning Requirements | VOC | NA | NA | NA | 1.027% | NA |  | CARB Programs | https://ww2.arb.ca.gov/our-work/programs/outdoor-residential-waste-burning | https://ww3.arb.ca.gov/regact/reswstebrn/reswstebrn.htm |  |  | - | - | - | - | Revised | TRUE | NP - 16VOC | NA
- | NP - 17 | Open Burning | Alternatives to Burning: Biomass | NOx | NA | NA | NA | 0.7936% | NA | includes ag burning, emission reduction effect and cost effectiveness dependent on program stringency and implementation | South Coast Air Quality Management District Rules | http://www.aqmd.gov/home/rules-compliance/compliance/open-burn/alternatives-to-burning |  |  |  | - | - | - | - | Revised | TRUE | NP - 17NOx | NA
- | NP - 17 | Open Burning | Alternatives to Burning: Biomass | VOC | NA | NA | NA | 1.039% | NA | includes ag burning, emission reduction effect and cost effectiveness dependent on program stringency and implementation | South Coast Air Quality Management District Rules | http://www.aqmd.gov/home/rules-compliance/compliance/open-burn/alternatives-to-burning |  |  |  | - | - | - | - | Revised | TRUE | NP - 17VOC | NA
Emissions-Intensive Solvent Utilization Categories : Architectural Coatings, Graphic Arts and Degreasing | [20 empty] | TRUE |  | 0
- | NP - 18 | Architectural Coatings | VOC Coating Content Limits | VOC | 10% | 40% | $8,000-$12,000 | 4.288% | 2587.271 | Assumed cost effectiveness similar to NP-31 | South Coast Air Quality Management District Rules | http://www.aqmd.gov/docs/default-source/rule-book/reg-xi/r1113.pdf?sfvrsn=17 |  |  |  | - | Revised | Revised | Revised | - | TRUE | NP - 18VOC | $8,000-$12,000
EmissRed | NP - 19 | Graphic Arts | VOC Coating Content Limits | VOC | 10% | 75% | 6000 | 4.988% | 5643.2853 |  | South Coast Air Quality Management District Rules | http://www.aqmd.gov/docs/default-source/rule-book/reg-xi/rule-1130.pdf?sfvrsn=4 |  |  |  | - | Revised | Revised | Revised | - | TRUE | NP - 19VOC | 6000
- | NP - 20 | Solvent Degreasers | VOC Content Limits | VOC | 10% | 65% | $8,000-$12,000 | 2.568% | 2518.1602 | Assumed cost effectiveness similar to NP-31 | South Coast Air Quality Management District Rules | http://www.aqmd.gov/docs/default-source/rule-book/reg-xi/rule-1122-solvent-degreasers.pdf?sfvrsn=4 |  |  |  | - | Revised | Revised | Revised | Revised | TRUE | NP - 20VOC | $8,000-$12,000
- | NP - 21 | Cold Cleaning Degreasing | Process Modification | VOC | 10% | 95% | 15703 | 2.568% | 3680.388 |  | EPA Menu of Control Measures | https://www.epa.gov/air-quality-implementation-plans/menu-control-measures-naaqs-implementation |  |  |  | - | - | - | - | Revised | TRUE | NP - 21VOC | 15703
- | NP - 22 | Cold Cleaning Degreasing | Reformulation-Process Modification (Ozone Transport Commission Rule) | VOC | 10% | 8% | 1688 | 2.568% | 309.9274 |  | EPA Menu of Control Measures | https://www.epa.gov/air-quality-implementation-plans/menu-control-measures-naaqs-implementation |  |  |  | - | - | - | - | Revised | TRUE | NP - 22VOC | 1688
- | NP - 23 | Open Top Degreasing | Process Modification | VOC | 10% | 97% | 15711 | 2.568% | 3757.8699 |  | EPA Menu of Control Measures | https://www.epa.gov/air-quality-implementation-plans/menu-control-measures-naaqs-implementation |  |  |  | - | - | - | - | Revised | TRUE | NP - 23VOC | 15711
- | NP - 24 | Open Top Degreasing | Reformulation-Process Modification | VOC | 10% | 65% | 2003 | 2.568% | 2518.1602 |  | EPA Menu of Control Measures | https://www.epa.gov/air-quality-implementation-plans/menu-control-measures-naaqs-implementation |  |  |  | - | - | - | - | Revised | TRUE | NP - 24VOC | 2003
Solvents: Consumer, Commercial, Household, Personal Care Products | [20 empty] | TRUE |  | 0
- | NP - 25 | Pharmaceuticals and Cosmetics Manufacturing Operations | VOC Content Limits | VOC | 10% | 90% | NA | 0.01805% | 24.5025 | Point source-focused measure limited to manufacturing operations | South Coast Air Quality Management District Rules | http://www.aqmd.gov/docs/default-source/rule-book/reg-xi/rule-1103-pharmaceuticals-and-cosmetics-manufacturing-operations.pdf?sfvrsn=4 |  |  |  | - | - | - | - | Revised | TRUE | NP - 25VOC | NA
EmissRed | NP - 26 | Consumer Products | California Consumer Products Rules Cumulative through 2010 Proposed Amendments | VOC | 10% | 50% | 3498 | 16.14% | 12173.0979 | Cost effectiveness = $5,891 /ton VOC based OTC Consumer Products Phase V (2018) | EPA Menu of Control Measures | https://www.epa.gov/air-quality-implementation-plans/menu-control-measures-naaqs-implementation |  |  |  | - | - | - | - | Revised | TRUE | NP - 26VOC | 3498
- | NP - 27 | Consumer Products | Reformulation (2001/2006 OTC Model Rule) | VOC | 10% | 15.05% | $1,244-$4,820 | 16.14% | 3664.1025 |  | EPA Menu of Control Measures | https://www.epa.gov/air-quality-implementation-plans/menu-control-measures-naaqs-implementation |  |  |  | - | - | - | Revised | Revised | TRUE | NP - 27VOC | $1,244-$4,820
- | NP - 28 | Pesticide Application | Reformulation | VOC | 10% | 20% | 14926 | 2.768% | 835.102 |  | EPA Menu of Control Measures | https://www.epa.gov/air-quality-implementation-plans/menu-control-measures-naaqs-implementation |  |  |  | - | - | - | - | Revised | TRUE | NP - 28VOC | 14926
- | NP - 29 | Household solvents, Personal Products | Cleaner Product Certification Program | VOC | NA | NA | NA | 16.14% | NA |  | SCAQMD Clean Air Choices Cleaner Product Certification | http://www.aqmd.gov/home/programs/business/business-detail?title=cacc-cert&parent=certification-programs-training |  |  |  | - | - | - | - | Revised | TRUE | NP - 29VOC | NA
- | NP - 30 | Household solvents, Personal Products, FIFRA | CARB Consumer Product Regulations | VOC | NA | NA | NA | 16.14% | NA |  | CARB Programs | https://ww3.arb.ca.gov/consprod/regs/2019/regs-all_final_5_2019.pdf | https://ww2.arb.ca.gov/our-work/programs/consumer-products-program |  |  | - | - | - | - | Revised | TRUE | NP - 30VOC | NA
Surface Coating and Other Solvents | [20 empty] | TRUE |  | 0
- | NP - 31 | Coatings, Solvents, Adhesives, and Lubricants | Reduce the Allowable VOC Content in Product Formulas | VOC | 10% | 3.226% | $8,000-$12,000 | 3.612% | 175.7959 | Unable to readily determine which coating types would be affected. Applicable SCCs limited to solvents, adhesives, and lubricants. | South Coast Air Quality Management Plan | http://www.aqmd.gov/docs/default-source/clean-air-plans/air-quality-management-plans/2016-air-quality-management-plan/control-strategies/1_stationarysourcemeasures_040816.pdf?sfvrsn=4 |  |  |  | - | - | - | Revised | Revised | TRUE | NP - 31VOC | $8,000-$12,000
EmissRed | NP - 32 | Adhesive and Sealant Applications | VOC Content Limits | VOC | 30% | 85% | NA | 1.044% | 4017.7334 | Control data from SJVAPCD: Rule 4653 - Adhesives; summarizes other district measures | South Coast Air Quality Management District Rules | http://www.aqmd.gov/docs/default-source/rule-book/reg-xi/rule-1168.pdf?sfvrsn=4 | http://www.valleyair.org/Air_Quality_Plans/docs/RACTSIP-2009.pdf |  |  | - | Revised | Revised | - | Revised | TRUE | NP - 32VOC | NA
- | NP - 33 | Solvent Cleaning Operations | VOC Content Limits | VOC | 10% | 65% | NA | 2.568% | 2518.1602 |  | South Coast Air Quality Management District Rules | http://www.aqmd.gov/docs/default-source/rule-book/reg-xi/rule-1171.pdf?sfvrsn=4 |  |  |  | - | Revised | Revised | - | Revised | TRUE | NP - 33VOC | NA
- | NP - 34 | Adhesives - Industrial | Reformulation | VOC | 10% | 73% | 3534 | 0.1672% | 184.1387 |  | EPA Menu of Control Measures | https://www.epa.gov/air-quality-implementation-plans/menu-control-measures-naaqs-implementation |  |  |  | - | - | - | - | Revised | TRUE | NP - 34VOC | 3534
EmissRed | NP - 35 | Adhesives and Coatings | UV/EB-Cured Adhesives and Coatings | VOC | 10% | 59.5% | NA | 9.664% | 8674.6571 |  | EPA Clean Air Technology Center (EPA-456/K-01-001) | https://nepis.epa.gov/Exe/ZyNET.exe/2000F9K4.txt?ZyActionD=ZyDocument&Client=EPA&Index=2016%20Thru%202020%7C1991%20Thru%201994%7C2011%20Thru%202015%7C1986%20Thru%201990%7C2006%20Thru%202010%7C1981%20Thru%201985%7C2000%20Thru%202005%7C1976%20Thru%201980%7C1995%20Thru%201999%7CPrior%20to%201976%7CHardcopy%20Publications&Docs=&Query=456k01001&Time=&EndTime=&SearchMethod=2&TocRestrict=n&Toc=&TocEntry=&QField=&QFieldYear=&QFieldMonth=&QFieldDay=&UseQField=&IntQFieldOp=0&ExtQFieldOp=0&XmlQuery=&File=D%3A%5CZYFILES%5CINDEX%20DATA%5C00THRU05%5CTXT%5C00000009%5C2000F9K4.txt&User=ANONYMOUS&Password=anonymous&SortMethod=h%7C-&MaximumDocuments=15&FuzzyDegree=0&ImageQuality=r85g16/r85g16/x150y150g16/i500&Display=hpfr&DefSeekPage=x&SearchBack=ZyActionL&Back=ZyActionS&BackDesc=Results%20page&MaximumPages=1&ZyEntry=1&SeekPage=x |  |  |  | - | - | - | - | Revised | TRUE | NP - 35VOC | NA
- | NP - 36 | Marine and Pleasure Craft Coatings | VOC Coating Content Limits | VOC | 30% | 50% | NA | 0.04858% | 109.9291 | Control data from SJVAPCD Rule 4612 - Motor Vehicle and Mobile Equipment Coating Operations | South Coast Air Quality Management District Rules / San Joaquin Valley Unified Air Pollution Control District rules | www.aqmd.gov/docs/default-source/rule-book/reg-xi/r1106.pdf?sfvrsn=4 | http://www.valleyair.org/Air_Quality_Plans/docs/RACTSIP-2009.pdf |  |  | - | Revised | Revised | - | - | TRUE | NP - 36VOC | NA
- | NP - 37 | Coating of Metal Parts and Products | VOC Coating Content Limits | VOC | 30% | 50% | NA | 0.6861% | 1552.6866 | Control data from SJVAPCD Rule 4612 - Motor Vehicle and Mobile Equipment Coating Operations | South Coast Air Quality Management District Rules / San Joaquin Valley Unified Air Pollution Control District rules | http://www.aqmd.gov/docs/default-source/rule-book/reg-xi/r1107.pdf?sfvrsn=4 | http://www.valleyair.org/Air_Quality_Plans/docs/RACTSIP-2009.pdf |  |  | - | Revised | Revised | - | Revised | TRUE | NP - 37VOC | NA
- | NP - 38 | Paper, Fabric, and Film Coating Operations | VOC Coating Content Limits | VOC | 30% | 50% | NA | 0.1181% | 267.2249 | Control data from SJVAPCD Rule 4607 – Graphic Arts | South Coast Air Quality Management District Rules / San Joaquin Valley Unified Air Pollution Control District rules | http://www.aqmd.gov/docs/default-source/rule-book/reg-xi/rule-1128.pdf?sfvrsn=4 | http://www.valleyair.org/Air_Quality_Plans/docs/RACTSIP-2009.pdf |  |  | - | Revised | Revised | - | Revised | TRUE | NP - 38VOC | NA
- | NP - 39 | Motor Vehicle and Mobile Equipment Non-Assembly Line Coating Operations | VOC Coating Content Limits | VOC | 30% | 50% | NA | 1.667% | 3772.3447 | Control data from SJVAPCD Rule 4612 - Motor Vehicle and Mobile Equipment Coating Operations | South Coast Air Quality Management District Rules / San Joaquin Valley Unified Air Pollution Control District rules | http://www.aqmd.gov/docs/default-source/rule-book/reg-xi/rule-1151.pdf?sfvrsn=4 | http://www.valleyair.org/Air_Quality_Plans/docs/RACTSIP-2009.pdf |  |  | - | Revised | Revised | - | Revised | TRUE | NP - 39VOC | NA
- | NP - 40 | Coatings and Ink Manufacturing | Coating and Ink Manufacturing Requirements | VOC | 30% | 50% | NA | 0.01319% | 29.8412 | Point source-focused measure. Control data from SJVAPCD Rule 4607 – Graphic Arts | South Coast Air Quality Management District Rules / San Joaquin Valley Unified Air Pollution Control District rules | http://www.aqmd.gov/docs/default-source/rule-book/reg-xi/rule-1141-1.pdf?sfvrsn=4 | http://www.valleyair.org/Air_Quality_Plans/docs/RACTSIP-2009.pdf |  |  | - | Revised | Revised | - | Revised | TRUE | NP - 40VOC | NA
EmissRed | NP - 41 | Coatings and Ink Manufacturing | UV/EB-Cured Coatings & Inks | VOC | 10% | 59.5% | NA | 12.53% | 11246.2026 |  | EPA Clean Air Technology Center (EPA-456/K-01-001) | https://nepis.epa.gov/Exe/ZyNET.exe/2000F9K4.txt?ZyActionD=ZyDocument&Client=EPA&Index=2016%20Thru%202020%7C1991%20Thru%201994%7C2011%20Thru%202015%7C1986%20Thru%201990%7C2006%20Thru%202010%7C1981%20Thru%201985%7C2000%20Thru%202005%7C1976%20Thru%201980%7C1995%20Thru%201999%7CPrior%20to%201976%7CHardcopy%20Publications&Docs=&Query=456k01001&Time=&EndTime=&SearchMethod=2&TocRestrict=n&Toc=&TocEntry=&QField=&QFieldYear=&QFieldMonth=&QFieldDay=&UseQField=&IntQFieldOp=0&ExtQFieldOp=0&XmlQuery=&File=D%3A%5CZYFILES%5CINDEX%20DATA%5C00THRU05%5CTXT%5C00000009%5C2000F9K4.txt&User=ANONYMOUS&Password=anonymous&SortMethod=h%7C-&MaximumDocuments=15&FuzzyDegree=0&ImageQuality=r85g16/r85g16/x150y150g16/i500&Display=hpfr&DefSeekPage=x&SearchBack=ZyActionL&Back=ZyActionS&BackDesc=Results%20page&MaximumPages=1&ZyEntry=1&SeekPage=x |  |  |  | - | - | - | - | Revised | TRUE | NP - 41VOC | NA
- | NP - 42 | Aerosol Coatings | Aerosol Coatings | VOC | 10% | 19% | NA | NA | 0 | This measure affects use of aerosol product and we were unable to isolate SCC emissions for this source | EPA Menu of Control Measures | https://www.epa.gov/air-quality-implementation-plans/menu-control-measures-naaqs-implementation |  |  |  | - | - | - | - | Revised | TRUE | NP - 42VOC | NA
R-Select | NP - 43 | Architectural, Traffic, and Industrial Maintenance Coatings | Ozone Transport Commission (OTC) Model Rule and South Coast -Rule 1113 Phase III VOC limits | VOC | 10% | 40% | 20664 | 5.65% | 3409.1441 |  | EPA Menu of Control Measures | https://www.epa.gov/air-quality-implementation-plans/menu-control-measures-naaqs-implementation |  |  |  | - | - | - | - | Revised | TRUE | NP - 43VOC | 20664
- | NP - 44 | Coating Operations at Aerospace Manufacturing and Rework Operations | Control Technology Guidelines | VOC | 10% | 34% | NA | 0.009119% | 4.6775 |  | EPA Menu of Control Measures | https://www.epa.gov/air-quality-implementation-plans/menu-control-measures-naaqs-implementation |  |  |  | - | - | - | - | - | TRUE | NP - 44VOC | NA
- | NP - 45 | Metal Can and Metal Coil Surface Coating | Process Modification | VOC | 10% | 9% | 3221 | 0.3369% | 45.7474 |  | EPA Menu of Control Measures | https://www.epa.gov/air-quality-implementation-plans/menu-control-measures-naaqs-implementation |  |  |  | - | - | - | - | Revised | TRUE | NP - 45VOC | 3221
- | NP - 46 | Metal Can and Metal Coil Surface Coating | Permanent Total Enclosure (PTE) | VOC | 10% | 92% | 9621 | 0.3369% | 467.6404 |  | EPA Menu of Control Measures | https://www.epa.gov/air-quality-implementation-plans/menu-control-measures-naaqs-implementation |  |  |  | - | - | - | - | Revised | TRUE | NP - 46VOC | 9621
- | NP - 47 | Metal Can and Metal Coil Surface Coating | Incineration | VOC | 10% | 84% | 14344 | 0.3369% | 426.976 |  | EPA Menu of Control Measures | https://www.epa.gov/air-quality-implementation-plans/menu-control-measures-naaqs-implementation |  |  |  | - | - | - | - | Revised | TRUE | NP - 47VOC | 14344
C-E | NP - 48 | Metal Furniture Surface Coating | Reduced Solvent Utilization | VOC | 10% | 84% | 118 | 0.3492% | 442.5285 |  | EPA Menu of Control Measures | https://www.epa.gov/air-quality-implementation-plans/menu-control-measures-naaqs-implementation |  |  |  | - | - | - | - | Revised | TRUE | NP - 48VOC | 118
- | NP - 49 | Metal Furniture, Appliances, Parts | Reformulation-Process Modification | VOC | 10% | 36% | 4043 | 0.4246% | 230.6083 |  | EPA Menu of Control Measures | https://www.epa.gov/air-quality-implementation-plans/menu-control-measures-naaqs-implementation |  |  |  | - | - | - | - | Revised | TRUE | NP - 49VOC | 4043
- | NP - 50 | Metal part and Products coating | Reformulation-Process Modification | VOC | 10% | 36% | 4043 | 0.03568% | 19.379 |  | EPA Menu of Control Measures | https://www.epa.gov/air-quality-implementation-plans/menu-control-measures-naaqs-implementation |  |  |  | - | - | - | - | Revised | TRUE | NP - 50VOC | 4043
- | NP - 51 | Mobile Equipment Repair and Refinishing | Ozone Transport Commission (OTC) Model Rule | VOC | 10% | 38% | 1850 | 0.5886% | 337.4488 |  | EPA Menu of Control Measures | https://www.epa.gov/air-quality-implementation-plans/menu-control-measures-naaqs-implementation |  |  |  | - | - | - | - | Revised | TRUE | NP - 51VOC | 1850
- | NP - 52 | Mobile Equipment Repair and Refinishing | California Air Resources Board - Suggested Control Measures for Automotive Coatings | VOC | 10% | 89.4% | 6400 | 0.5886% | 793.8926 |  | EPA Menu of Control Measures | https://www.epa.gov/air-quality-implementation-plans/menu-control-measures-naaqs-implementation |  |  |  | - | - | - | - | Revised | TRUE | NP - 52VOC | 6400
- | NP - 53 | Rubber/Plastics Coating | Reformulation-Process Modification | VOC | 10% | 60% | 7350 | 0.008965% | 8.1144 | Measure includes point source SCCs | EPA Menu of Control Measures | https://www.epa.gov/air-quality-implementation-plans/menu-control-measures-naaqs-implementation |  |  |  | - | - | - | - | Revised | TRUE | NP - 53VOC | 7350
- | NP - 54 | Shipbuilding and Ship Repair (Surface Coating) | Incineration | VOC | 10% | 87% | 14344 | 0.04858% | 63.7589 |  | EPA Menu of Control Measures | https://www.epa.gov/air-quality-implementation-plans/menu-control-measures-naaqs-implementation |  |  |  | - | - | - | - | - | TRUE | NP - 54VOC | 14344
- | NP - 55 | Wood Furniture Surface Coating | Control Technology Guidelines | VOC | 10% | 24% | 1552 | 0.284% | 102.8349 |  | EPA Menu of Control Measures | https://www.epa.gov/air-quality-implementation-plans/menu-control-measures-naaqs-implementation |  |  |  | - | - | - | - | Revised | TRUE | NP - 55VOC | 1552
- | NP - 56 | Wood Furniture Surface Coating | Add-On Controls | VOC | 10% | 64% | 32099 | 0.284% | 274.2264 |  | EPA Menu of Control Measures | https://www.epa.gov/air-quality-implementation-plans/menu-control-measures-naaqs-implementation |  |  |  | - | - | - | - | Revised | TRUE | NP - 56VOC | 32099
- | NP - 57 | Wood Product Surface Coating | Reformulation | VOC | 10% | 33% | ARB estimates $2,219/ton, Others estimate $6,340 to $16,840/ton) | 0.0412% | 20.5117 |  | EPA Menu of Control Measures | https://www.epa.gov/air-quality-implementation-plans/menu-control-measures-naaqs-implementation |  |  |  | - | - | - | - | Revised | TRUE | NP - 57VOC | ARB estimates $2,219/ton, Others estimate $6,340 to $16,840/ton)
- | NP - 58 | Wood Product Surface Coating | Incineration | VOC | 10% | 80% | 1414 | 0.0412% | 49.7252 |  | EPA Menu of Control Measures | https://www.epa.gov/air-quality-implementation-plans/menu-control-measures-naaqs-implementation |  |  |  | - | - | - | - | Revised | TRUE | NP - 58VOC | 1414
C-E | NP - 59 | Miscellaneous Industrial Adhesives | Solvent substitution | VOC | 10% | 64% | 263 | 0.1397% | 134.882 | Point source-focused measure. Assumed same emission reductions and cost effectiveness as NP-61 | Several Sources | https://www.epa.gov/air-quality-implementation-plans/menu-control-measures-naaqs-implementation | https://cfpub.epa.gov/RBLC/index.cfm?action=Home.Home&lang=en | https://www.aqmd.gov/home/rules-compliance/rules |  | - | Revised | Revised | Revised | Revised | TRUE | NP - 59VOC | 263
- | NP - 60 | Miscellaneous Metal and Plastic Parts Coatings | Coating Reformulation | VOC | 10% | 35% | 1758 | 0.1397% | 73.7636 | Point source-focused measure. | EPA Menu of Control Measures | https://www.epa.gov/air-quality-implementation-plans/menu-control-measures-naaqs-implementation |  |  |  | - | - | - | - | Revised | TRUE | NP - 60VOC | 1758
C-E | NP - 61 | Miscellaneous Industrial Adhesives | Low VOC Adhesives and Improved Application Methods | VOC | 10% | 64% | 263 | 0.1397% | 134.882 | Point source-focused measure. | EPA Menu of Control Measures | https://www.epa.gov/air-quality-implementation-plans/menu-control-measures-naaqs-implementation |  |  |  | - | - | - | - | Revised | TRUE | NP - 61VOC | 263
C-E | NP - 62 | Industrial Cleaning Solvents | Work practice standards, solvent substitution, and add-on controls | VOC | 10% | 94% | 1134 | 0.1219% | 172.8399 | Point source-focused measure. | EPA Menu of Control Measures | https://www.epa.gov/air-quality-implementation-plans/menu-control-measures-naaqs-implementation |  |  |  | - | - | - | - | Revised | TRUE | NP - 62VOC | 1134
- | NP - 63 | Industrial Cleaning Solvents - Other Non-Halogenated Solvent Cleaning Operations | Low VOC Cleaning Materials and Improved Work Practices | VOC | 10% | 85% | 1657 | 0.1219% | 156.2914 | Point source-focused measure. | EPA Menu of Control Measures | https://www.epa.gov/air-quality-implementation-plans/menu-control-measures-naaqs-implementation |  |  |  | - | - | - | - | Revised | TRUE | NP - 63VOC | 1657
- | NP - 64 | Industrial Cleaning Solvents - Other Non-Halogenated Solvent Cleaning Operations | Refrigerated Condensers | VOC | 10% | 70% | NA | 0.5755% | 607.7825 |  | EPA Clean Air Technology Center (EPA-456/R-01-004) | https://www.epa.gov/catc/about-clean-air-technology-center |  |  |  | - | - | - | - | Revised | TRUE | NP - 64VOC | NA
Oil and Gas | [20 empty] | TRUE |  | 0
- | NP - 65 | Fugitive Emissions | Improved/Expanded Leak Detection Programs | VOC | 10% | 32.26% | 11000 | 1.29% | 627.8793 |  | South Coast Air Quality Management Plan | http://www.aqmd.gov/docs/default-source/clean-air-plans/air-quality-management-plans/2016-air-quality-management-plan/control-strategies/1_stationarysourcemeasures_040816.pdf?sfvrsn=4 |  |  |  | - | - | - | - | Revised | TRUE | NP - 65VOC | 11000
- | NP - 66 | Thermally Enhanced Oil Recovery Wells | Steam Drive Well Emissions Restrictions | VOC | NA | NA | NA | NA | NA | Information on thermally enhanced oil wells in LADCO region not available | South Coast Air Quality Management District Rules | http://www.aqmd.gov/docs/default-source/rule-book/reg-xi/rule-1148.pdf?sfvrsn=4 |  |  |  | - | - | - | - | Revised | TRUE | NP - 66VOC | NA
- | NP - 67 | Oil and Gas Production Wells | Oil and Gas Production Wells Emissions Reductions | VOC | 10% | 32.26% | NA | 1.29% | 627.8793 | Assumed similar emission reductions to NP-65 | South Coast Air Quality Management District Rules | http://www.aqmd.gov/docs/default-source/rule-book/reg-xi/rule-1148-1.pdf?sfvrsn=4 |  |  |  | - | Revised | Revised | - | Revised | TRUE | NP - 67VOC | NA
Petroleum Product Storage, Transport, Processing | [20 empty] | TRUE |  | 0
- | NP - 68 | Storage Tank and Pipeline Cleaning and Degassing | Storage Tank and Pipeline Cleaning and Degassing Emission Reductions | VOC | NA | NA | NA | NA | NA | Unable to isolate emissions associated with cleaning and degassing | South Coast Air Quality Management District Rules | http://www.aqmd.gov/docs/default-source/rule-book/reg-xi/rule-1149.pdf?sfvrsn=4 |  |  |  | - | - | - | - | Revised | TRUE | NP - 68VOC | NA
- | NP - 69 | Liquefied Petroleum Gas Transfer and Dispensing | Liquefied Petroleum Gas Transfer and Dispensing Emissions Reductions | VOC | NA | NA | NA | NA | NA | Unable to isolate emissions from LPG transfer and dispensing | South Coast Air Quality Management District Rules | http://www.aqmd.gov/docs/default-source/rule-book/reg-xi/rule-1177.pdf?sfvrsn=4 |  |  |  | - | - | - | - | Revised | TRUE | NP - 69VOC | NA
- | NP - 70 | Storage Tanks at Petroleum Facilities; Transfer of Petroleum Products | Refrigerated Condensers | VOC | 10% | 70% | NA | 0.5755% | 607.7825 |  | EPA Clean Air Technology Center (EPA-456/R-01-004) | https://www.epa.gov/catc/about-clean-air-technology-center |  |  |  | - | - | - | - | Revised | TRUE | NP - 70VOC | NA
- | NP - 71 | Storage Tanks at Petroleum Facilities | Storage Tanks at Petroleum Facilities Emissions Reductions SCAQMD Rule 1178 | VOC | NA | NA | NA | 0.2812% | NA | Emission reductions and cost effectiveness depend on existing level of control for applicable sources | South Coast Air Quality Management District Rules | http://www.aqmd.gov/docs/default-source/rule-book/reg-xi/rule-1178.pdf?sfvrsn=4 |  |  |  | - | - | - | - | Revised | TRUE | NP - 71VOC | NA
C-E | NP - 72 | Petroleum Refinery Fugitives | Process Modification | VOC | 10% | 78% | 1290 | 0.1189% | 139.8836 | Point source-focused measure | EPA Menu of Control Measures | https://www.epa.gov/air-quality-implementation-plans/menu-control-measures-naaqs-implementation |  |  |  | - | - | - | - | Revised | TRUE | NP - 72VOC | 1290
- | NP - 73 | Stage II Service Stations - Underground Tanks (Breathing and Emptying) | LPV Relief Valve | VOC | 10% | 73% | 1736 | 1.998% | 2200.8928 |  | EPA Menu of Control Measures | https://www.epa.gov/air-quality-implementation-plans/menu-control-measures-naaqs-implementation |  |  |  | - | - | - | - | Revised | TRUE | NP - 73VOC | 1736
- | NP - 74 | Gasoline Service Stations | Vapor Recovery Systems | VOC | 10% | 95% | NA | 1.998% | 2864.1755 | cost effectiveness variable dependent on application (stage I, stage II, fuel transfer) and throughput exemptions | South Coast Air Quality Management District Rules | http://www.aqmd.gov/home/rules-compliance/compliance/gasoline-dispensing2/archived-advisories |  |  |  | - | Revised | Revised | - | Revised | TRUE | NP - 74VOC | NA
- | NP - 75 | Gasoline Service Stations | CARB Vapor Recovery Rules | VOC | 10% | 95% | NA | 1.998% | 2864.1755 | cost effectiveness variable dependent on application (stage I, stage II, fuel transfer) and throughput exemptions | CARB Programs | https://ww2.arb.ca.gov/our-work/programs/vapor-recovery |  |  |  | - | Revised | Revised | - | Revised | TRUE | NP - 75VOC | NA
Other Stationary Sources (<0.5% contribution to NOx/VOC inventory) | [20 empty] | TRUE |  | 0
- | NP - 76 | Emulsified Asphalt | Organic Compound Restrictions | VOC | 10% | 40% | NA | 0.7732% | 466.6002 |  | South Coast Air Quality Management District Rules | http://www.aqmd.gov/docs/default-source/rule-book/reg-xi/rule-1108-1-emulsified-asphalt.pdf?sfvrsn=4 |  |  |  | - | Revised | Revised | - | - | TRUE | NP - 76VOC | NA
C-E | NP - 77 | Cutback Asphalt | Reformulation-Process Modification | VOC | 10% | 100% | 24 | 0.3737% | 563.7126 |  | EPA Menu of Control Measures | https://www.epa.gov/air-quality-implementation-plans/menu-control-measures-naaqs-implementation |  |  |  | - | - | - | - | - | TRUE | NP - 77VOC | 24
C-E | NP - 78 | Green-waste Composting | Organic Waste Processing Technology and Restriction on the Use of Uncomposed Greenwaste | VOC | 10% | 36.4% | 1350 | 0.5466% | 300.1442 |  | South Coast Air Quality Management Plan | http://www.aqmd.gov/docs/default-source/clean-air-plans/air-quality-management-plans/2016-air-quality-management-plan/control-strategies/1_stationarysourcemeasures_040816.pdf?sfvrsn=4 |  |  |  | - | - | - | - | - | TRUE | NP - 78VOC | 1350
- | NP - 79 | Composting | Emission Reductions from Co-composting Operations | VOC | 10% | 70% | NA | 0.5466% | 577.1873 |  | South Coast Air Quality Management District Rules | http://www.aqmd.gov/docs/default-source/rule-book/reg-xi/rule-1133-2.pdf?sfvrsn=4 |  |  |  | - | - | - | - | - | TRUE | NP - 79VOC | NA
- | NP - 80 | Construction and Demolition Debris | Construction and Demolition Debris Recycling | NOx | NA | NA | NA | NA | NA | Information on the affect of additional waste stream diversions on emissions inventory is not readily available | EPA Construction and Agriculture | https://www.calrecycle.ca.gov/condemo |  |  |  | - | - | - | - | Revised | TRUE | NP - 80NOx | NA
C-E | NP - 81 | Municipal Solid Waste Landfill | Gas Recovery | VOC | 10% | 70% | 1089 | 0.04725% | 49.8974 |  | EPA Menu of Control Measures | https://www.epa.gov/air-quality-implementation-plans/menu-control-measures-naaqs-implementation |  |  |  | - | - | - | - | Revised | TRUE | NP - 81VOC | 1089
- | NP - 82 | General Stationary Sources | Weatherization and other Efficiency Measures on Existing Residential and Commercial Buildings | NOx | 10% | 10.92% | NA | 9.147% | 1071.52 |  | South Coast Air Quality Management Plan | http://www.aqmd.gov/docs/default-source/clean-air-plans/air-quality-management-plans/2016-air-quality-management-plan/control-strategies/1_stationarysourcemeasures_040816.pdf?sfvrsn=4 |  |  |  | - | - | - | - | Revised | TRUE | NP - 82NOx | NA
- | NP - 82 | General Stationary Sources | Weatherization and other Efficiency Measures on Existing Residential and Commercial Buildings | VOC | 10% | 11.24% | NA | 8.257% | 1399.5892 |  | South Coast Air Quality Management Plan | http://www.aqmd.gov/docs/default-source/clean-air-plans/air-quality-management-plans/2016-air-quality-management-plan/control-strategies/1_stationarysourcemeasures_040816.pdf?sfvrsn=4 |  |  |  | - | - | - | - | Revised | TRUE | NP - 82VOC | NA
EmissRed | NP - 83 | General Stationary Sources | Weatherization and Smart Grid Electricity Usage | NOx | 10% | 59.66% | NA | 12.68% | 8114.9631 |  | South Coast Air Quality Management Plan | http://www.aqmd.gov/docs/default-source/clean-air-plans/air-quality-management-plans/2016-air-quality-management-plan/control-strategies/1_stationarysourcemeasures_040816.pdf?sfvrsn=4 |  |  |  | - | - | - | - | Revised | TRUE | NP - 83NOx | NA
EmissRed | NP - 83 | General Stationary Sources | Weatherization and Smart Grid Electricity Usage | VOC | 10% | 59.55% | NA | 8.421% | 7564.8245 |  | South Coast Air Quality Management Plan | http://www.aqmd.gov/docs/default-source/clean-air-plans/air-quality-management-plans/2016-air-quality-management-plan/control-strategies/1_stationarysourcemeasures_040816.pdf?sfvrsn=4 |  |  |  | - | - | - | - | Revised | TRUE | NP - 83VOC | NA
EmissRed | NP - 84 | General Stationary Sources | Financial Incentive Programs: Transition to Zero and Near-Zero Emission Technologies for Stationary Sources | VOC | 10% | 59.7% | NA | 8.421% | 7583.9975 |  | South Coast Air Quality Management Plan | http://www.aqmd.gov/docs/default-source/clean-air-plans/air-quality-management-plans/2016-air-quality-management-plan/control-strategies/1_stationarysourcemeasures_040816.pdf?sfvrsn=4 |  |  |  | - | - | - | - | Revised | TRUE | NP - 84VOC | NA
EmissRed | NP - 84 | General Stationary Sources | Financial Incentive Programs: Transition to Zero and Near-Zero Emission Technologies for Stationary Sources | NOx | 10% | 60.14% | NA | 12.68% | 8179.7037 |  | South Coast Air Quality Management Plan | http://www.aqmd.gov/docs/default-source/clean-air-plans/air-quality-management-plans/2016-air-quality-management-plan/control-strategies/1_stationarysourcemeasures_040816.pdf?sfvrsn=4 |  |  |  | Revised | Revised | Revised | Revised | Revised | FALSE | NP - 84NOx | NA
Measures suggested by LADCO/states | [20 empty] | FALSE |  | 0
- | NP - 85 | Coal-fueled Boilers and IC Engines | SCR | NOx | 10% | 85% | $1,000 - $10,000 /ton | 0.6337% | 577.5814 | Cost effectiveness varies by application. Emissions from nonpoint SCCs including both boilers and IC engines not included for this measure. | 1.) EPA's Menu of Control Measures for NAAQS Implementation 2.) EPA Clean Air Technology Center (EPA-425/F-03-032) | https://www.epa.gov/air-quality-implementation-plans/menu-control-measures-naaqs-implementation | https://www.epa.gov/sites/production/files/2020-08/documents/fscr.pdf |  |  | - | Revised | - | Revised | Revised | FALSE | NP - 85NOx | $1,000 - $10,000 /ton
[1] | Values are averages of ranges found in literature
[2] | Penetration values not readily available. Values will vary from program to program and location. Assumed 10% as easily scalable number
[3] | Values represent percent of total (VOC or NOx) 2028 LADCO-wide inventory affected by measured. Based on source category.
NA: data not available

## Nonpoint_state_reductions
Shortlist | Measure # | Source Category | Emission Reduction Measure Name | Pollutant | Absolute Reductions (TPY) - Based on 2028 Inventory | [5 empty] | Potentially Overlapping/Applicable Regulations | [5 empty] | Illinois | Indiana | Michigan | Minnesota | Ohio | Wisconsin
[5 empty] | Illinois | Indiana | Michigan | Minnesota | Ohio | Wisconsin | Illinois | Indiana | Michigan | Minnesota | Ohio | Wisconsin | IL | IN | MI | MN | OH | WI
Residential/Commercial/Industrial Boilers, Heaters and IC Engines - Natural gas (nonpoint)
C-E | NP - 1 | Commercial/ Institutional Natural Gas | Natural Gas Water Heater Replacement | NOx | 404.536 | 98.848 | 324.4858 | 202.1597 | 265.0995 | 149.878 | Title 35, Part 217, Subpart C: Existing Fuel Combustion Emission Units, Subpart E: Industrial Boilers, Subpart F: Process Heaters, Subpart Q: Stationary ReciprocatingInternal Combustion Engines and Turbines | Title 326, Article 10, Nitrogen Oxides Rules | Part 8. Emission Limitations and Prohibitions—Oxides of Nitrogen | Chapter 7011, Standards for Stationary Sources, Indirect and Direct Heating (7011.0600-7011-.0625, 7011.0500-7011.0550) |  |  | IL | IN | MI | MN | OH | WI | ILINMIMNOHWI
- | NP - 2 | Industrial Natural Gas Combustion | RACT to 25 tpy (Low NOx Burner) | NOx | 243.6316 | 2.2484 | 86.3082 | 59.7079 | 132.2544 | 41.1612 | Title 35, Part 217, Subpart C: Existing Fuel Combustion Emission Units, Subpart E: Industrial Boilers, Subpart F: Process Heaters, Subpart Q: Stationary ReciprocatingInternal Combustion Engines and Turbines | Title 326, Article 10, Nitrogen Oxides Rules | Part 8. Emission Limitations and Prohibitions—Oxides of Nitrogen | Chapter 7011, Standards for Stationary Sources, Indirect and Direct Heating (7011.0600-7011-.0625, 7011.0500-7011.0550) |  |  | IL | IN | MI | MN | OH | WI | ILINMIMNOHWI
- | NP - 3 | Industrial Natural Gas Combustion | RACT to 50 tpy (Low NOx Burner) | NOx | 243.6316 | 0 | 86.2858 | 56.6747 | 130.1498 | 39.5152 | Title 35, Part 217, Subpart C: Existing Fuel Combustion Emission Units, Subpart E: Industrial Boilers, Subpart F: Process Heaters, Subpart Q: Stationary ReciprocatingInternal Combustion Engines and Turbines | Title 326, Article 10, Nitrogen Oxides Rules | Part 8. Emission Limitations and Prohibitions—Oxides of Nitrogen | Chapter 7011, Standards for Stationary Sources, Indirect and Direct Heating (7011.0600-7011-.0625, 7011.0500-7011.0550) |  |  | IL | IN | MI | MN | OH | WI | ILINMIMNOHWI
- | NP - 4 | Natural-Gas-Fired, Fan-Type Central Furnaces | Natural-Gas-Fired, Fan-Type Central Furnaces Emissions Limits | NOx | 203.9565 | 60.8068 | 156.7267 | 72.3172 | 134.5816 | 66.134 | Title 35, Part 217, Subpart C: Existing Fuel Combustion Emission Units, Subpart E: Industrial Boilers, Subpart F: Process Heaters, Subpart Q: Stationary ReciprocatingInternal Combustion Engines and Turbines | Title 326, Article 10, Nitrogen Oxides Rules | Part 8. Emission Limitations and Prohibitions—Oxides of Nitrogen | Chapter 7011, Standards for Stationary Sources, Indirect and Direct Heating (7011.0600-7011-.0625, 7011.0500-7011.0550) |  |  | IL | IN | MI | MN | OH | WI | ILINMIMNOHWI
EmissRed | NP - 5 | Boilers, Steam Generators and Process Heaters | Rules 4306, 4320 Advanced Emission Reduction Options for Boilers, Steam Generators, and Process Heaters | NOx | 1659.2212 | 221.3814 | 977.8276 | 644.5655 | 994.4918 | 451.1691 | Title 35, Part 217, Subpart C: Existing Fuel Combustion Emission Units, Subpart E: Industrial Boilers, Subpart F: Process Heaters, Subpart Q: Stationary ReciprocatingInternal Combustion Engines and Turbines | Title 326, Article 10, Nitrogen Oxides Rules | Part 8. Emission Limitations and Prohibitions—Oxides of Nitrogen | Chapter 7011, Standards for Stationary Sources, Indirect and Direct Heating (7011.0600-7011-.0625, 7011.0500-7011.0550) |  |  | IL | IN | MI | MN | OH | WI | ILINMIMNOHWI
EmissRed | NP - 5 | Boilers, Steam Generators and Process Heaters | Rules 4306, 4320 Advanced Emission Reduction Options for Boilers, Steam Generators, and Process Heaters | VOC | NA | NA | NA | NA | NA | NA | Title 35, Part 217, Subpart C: Existing Fuel Combustion Emission Units, Subpart E: Industrial Boilers, Subpart F: Process Heaters, Subpart Q: Stationary ReciprocatingInternal Combustion Engines and Turbines | Title 326, Article 10, Nitrogen Oxides Rules | Part 8. Emission Limitations and Prohibitions—Oxides of Nitrogen | Chapter 7011, Standards for Stationary Sources, Indirect and Direct Heating (7011.0600-7011-.0625, 7011.0500-7011.0550) |  |  | IL | IN | MI | MN | OH | WI | ILINMIMNOHWI
EmissRed | NP - 6 | Residential/Commercial/ Institutional Water Heaters and/or Space Heaters | Low NOx Water Heaters and Low NOx Burner Space Heaters | NOx | 1298.4053 | 393.77 | 1018.9169 | 467.2057 | 864.1712 | 433.9784 | Title 35, Part 217, Subpart C: Existing Fuel Combustion Emission Units, Subpart E: Industrial Boilers, Subpart F: Process Heaters, Subpart Q: Stationary ReciprocatingInternal Combustion Engines and Turbines | Title 326, Article 10, Nitrogen Oxides Rules | Part 8. Emission Limitations and Prohibitions—Oxides of Nitrogen | Chapter 7011, Standards for Stationary Sources, Indirect and Direct Heating (7011.0600-7011-.0625, 7011.0500-7011.0550) |  |  | IL | IN | MI | MN | OH | WI | ILINMIMNOHWI
EmissRed | NP - 7 | Commercial/Residential Heaters/Boilers | Zero and Near-Zero Emission Burners and Incentives | NOx | 1550.2529 | 486.8268 | 1227.5141 | 721.5492 | 1107.3297 | 588.3554 | Title 35, Part 217, Subpart C: Existing Fuel Combustion Emission Units, Subpart E: Industrial Boilers, Subpart F: Process Heaters, Subpart Q: Stationary ReciprocatingInternal Combustion Engines and Turbines | Title 326, Article 10, Nitrogen Oxides Rules | Part 8. Emission Limitations and Prohibitions—Oxides of Nitrogen | Chapter 7011, Standards for Stationary Sources, Indirect and Direct Heating (7011.0600-7011-.0625, 7011.0500-7011.0550) |  |  | IL | IN | MI | MN | OH | WI | ILINMIMNOHWI
EmissRed | NP - 7 | Commercial/Residential Heaters/Boilers | Zero and Near-Zero Emission Burners and Incentives | VOC | NA | NA | NA | NA | NA | NA | Title 35, Part 217, Subpart C: Existing Fuel Combustion Emission Units, Subpart E: Industrial Boilers, Subpart F: Process Heaters, Subpart Q: Stationary ReciprocatingInternal Combustion Engines and Turbines | Title 326, Article 10, Nitrogen Oxides Rules | Part 8. Emission Limitations and Prohibitions—Oxides of Nitrogen | Chapter 7011, Standards for Stationary Sources, Indirect and Direct Heating (7011.0600-7011-.0625, 7011.0500-7011.0550) |  |  | IL | IN | MI | MN | OH | WI | ILINMIMNOHWI
- | NP - 8 | Commercial and Residential Cooking Appliances | Low Emissions Burners and Incentives | NOx | 112.9281 | 36.8102 | 85.678 | 34.462 | 75.3334 | 35.3461 | Title 35, Part 217, Subpart C: Existing Fuel Combustion Emission Units, Subpart E: Industrial Boilers, Subpart F: Process Heaters, Subpart Q: Stationary ReciprocatingInternal Combustion Engines and Turbines | Title 326, Article 10, Nitrogen Oxides Rules | Part 8. Emission Limitations and Prohibitions—Oxides of Nitrogen | Chapter 7011, Standards for Stationary Sources, Indirect and Direct Heating (7011.0600-7011-.0625, 7011.0500-7011.0550) |  |  | IL | IN | MI | MN | OH | WI | ILINMIMNOHWI
Other combustion (industrial wood, residential/industrial propane, gas/oil/LPG/wood-fired heaters etc.)
- | NP - 9 | Industrial Coal Combustion | RACT to 25/50 tpy (Low NOx Burner) | NOx | 0 | 0 | 28.3883 | 13.5979 | 0 | 0 | Title 35, Part 217, Subpart C: Existing Fuel Combustion Emission Units, Subpart E: Industrial Boilers, Subpart F: Process Heaters, Subpart Q: Stationary ReciprocatingInternal Combustion Engines and Turbines | Title 326, Article 10, Nitrogen Oxides RulesTitle 326, Article 4-3 (Outdoor Hydronic Heaters) | Part 8. Emission Limitations and Prohibitions—Oxides of Nitrogen | Chapter 7011, Standards for Stationary Sources | Chapter 3745-14, NOx Budget ProgramChapter 3745-110, Nitrogen Oxides - Reasonably Available Control Technology | Chapter NR 428 Control of Nitrogen Compound Emissions | IL | IN | MI | MN | OH | WI | ILINMIMNOHWI
- | NP - 10 | Industrial Oil Combustion | RACT to 25/50 tpy (Low NOx Burner) | NOx | 16.1462 | 0 | 9.8747 | 0.054687 | 7.2691 | 0 | Title 35, Part 217, Subpart C: Existing Fuel Combustion Emission Units, Subpart E: Industrial Boilers, Subpart F: Process Heaters, Subpart Q: Stationary ReciprocatingInternal Combustion Engines and Turbines | Title 326, Article 10, Nitrogen Oxides RulesTitle 326, Article 4-3 (Outdoor Hydronic Heaters) | Part 8. Emission Limitations and Prohibitions—Oxides of Nitrogen | Chapter 7011, Standards for Stationary Sources | Chapter 3745-14, NOx Budget ProgramChapter 3745-110, Nitrogen Oxides - Reasonably Available Control Technology | Chapter NR 428 Control of Nitrogen Compound Emissions | IL | IN | MI | MN | OH | WI | ILINMIMNOHWI
- | NP - 11 | Process Heaters - Distillate Oil, Residual Oil, or Other Fuel | Low NOx Burner and Selective Non-Catalytic Reduction | NOx | 7.1038 | 99.861 | 91.4414 | 0.026258 | 2.1682 | 2.1521 | Title 35, Part 217, Subpart C: Existing Fuel Combustion Emission Units, Subpart E: Industrial Boilers, Subpart F: Process Heaters, Subpart Q: Stationary ReciprocatingInternal Combustion Engines and Turbines | Title 326, Article 10, Nitrogen Oxides RulesTitle 326, Article 4-3 (Outdoor Hydronic Heaters) | Part 8. Emission Limitations and Prohibitions—Oxides of Nitrogen | Chapter 7011, Standards for Stationary Sources | Chapter 3745-14, NOx Budget ProgramChapter 3745-110, Nitrogen Oxides - Reasonably Available Control Technology | Chapter NR 428 Control of Nitrogen Compound Emissions | IL | IN | MI | MN | OH | WI | ILINMIMNOHWI
- | NP - 12 | Bakery Products | Catalytic Incineration | VOC | 28.8411 | 6.7131 | 5.4336 | 3.3008 | 31.2148 | 10.8376 | Title 35, Part 217, Subpart C: Existing Fuel Combustion Emission Units, Subpart E: Industrial Boilers, Subpart F: Process Heaters, Subpart Q: Stationary ReciprocatingInternal Combustion Engines and Turbines | Title 326, Article 10, Nitrogen Oxides RulesTitle 326, Article 4-3 (Outdoor Hydronic Heaters) | Part 8. Emission Limitations and Prohibitions—Oxides of Nitrogen | Chapter 7011, Standards for Stationary Sources | Chapter 3745-14, NOx Budget ProgramChapter 3745-110, Nitrogen Oxides - Reasonably Available Control Technology | Chapter NR 428 Control of Nitrogen Compound Emissions | IL | IN | MI | MN | OH | WI | ILINMIMNOHWI
Open Burning/Prescribed Forest Burning
C-E | NP - 13 | Open Burning | Episodic Ban (Daily Only) | NOx | 93.9038 | 120.4697 | 174.9073 | 83.5865 | 239.2048 | 138.8294 | Title 35, Part 237: Open Burning | Title 13, Article 17, Chapter 9, andTitle 326, Article 4-1, Burning Regulations (Open Burning) | Michigan Air Pollution Control Rules (336.1310) and Part 115 (Solid Waste) Rules |  | Chapter 3745-19, Open Burning Standards | Chapter NR 429 Malodorous Emissions and Open Burning | IL | IN | MI |  | OH | WI | ILINMIOHWI
C-E | NP - 13 | Open Burning | Episodic Ban (Daily Only) | VOC | 155.8497 | 201.4942 | 296.2664 | 218.6098 | 445.83 | 248.8348 | Title 35, Part 237: Open Burning | Title 13, Article 17, Chapter 9, andTitle 326, Article 4-1, Burning Regulations (Open Burning) | Michigan Air Pollution Control Rules (336.1310) and Part 115 (Solid Waste) Rules |  | Chapter 3745-19, Open Burning Standards | Chapter NR 429 Malodorous Emissions and Open Burning | IL | IN | MI |  | OH | WI | ILINMIOHWI
- | NP - 14 | Open Burning | SCAQMD Open Burn Program Rule 444 | NOx | NA | NA | NA | NA | NA | NA | Title 35, Part 237: Open Burning | Title 13, Article 17, Chapter 9, andTitle 326, Article 4-1, Burning Regulations (Open Burning) | Michigan Air Pollution Control Rules (336.1310) and Part 115 (Solid Waste) Rules |  | Chapter 3745-19, Open Burning Standards | Chapter NR 429 Malodorous Emissions and Open Burning | IL | IN | MI |  | OH | WI | ILINMIOHWI
- | NP - 14 | Open Burning | SCAQMD Open Burn Program Rule 444 | VOC | NA | NA | NA | NA | NA | NA | Title 35, Part 237: Open Burning | Title 13, Article 17, Chapter 9, andTitle 326, Article 4-1, Burning Regulations (Open Burning) | Michigan Air Pollution Control Rules (336.1310) and Part 115 (Solid Waste) Rules |  | Chapter 3745-19, Open Burning Standards | Chapter NR 429 Malodorous Emissions and Open Burning | IL | IN | MI |  | OH | WI | ILINMIOHWI
- | NP - 15 | Open Burning | Opening Burning Rule 4103 | NOx | 4.2257 | 5.4211 | 7.8708 | 3.7614 | 10.7642 | 6.2473 | Title 35, Part 237: Open Burning | Title 13, Article 17, Chapter 9, andTitle 326, Article 4-1, Burning Regulations (Open Burning) | Michigan Air Pollution Control Rules (336.1310) and Part 115 (Solid Waste) Rules |  | Chapter 3745-19, Open Burning Standards | Chapter NR 429 Malodorous Emissions and Open Burning | IL | IN | MI |  | OH | WI | ILINMIOHWI
- | NP - 15 | Open Burning | Opening Burning Rule 4103 | VOC | NA | NA | NA | NA | NA | NA | Title 35, Part 237: Open Burning | Title 13, Article 17, Chapter 9, andTitle 326, Article 4-1, Burning Regulations (Open Burning) | Michigan Air Pollution Control Rules (336.1310) and Part 115 (Solid Waste) Rules |  | Chapter 3745-19, Open Burning Standards | Chapter NR 429 Malodorous Emissions and Open Burning | IL | IN | MI |  | OH | WI | ILINMIOHWI
- | NP - 16 | Open Burning | CARB Outdoor Residential Waste Burning Requirements | NOx | NA | NA | NA | NA | NA | NA | Title 35, Part 237: Open Burning | Title 13, Article 17, Chapter 9, andTitle 326, Article 4-1, Burning Regulations (Open Burning) | Michigan Air Pollution Control Rules (336.1310) and Part 115 (Solid Waste) Rules |  | Chapter 3745-19, Open Burning Standards | Chapter NR 429 Malodorous Emissions and Open Burning | IL | IN | MI |  | OH | WI | ILINMIOHWI
- | NP - 16 | Open Burning | CARB Outdoor Residential Waste Burning Requirements | VOC | NA | NA | NA | NA | NA | NA | Title 35, Part 237: Open Burning | Title 13, Article 17, Chapter 9, andTitle 326, Article 4-1, Burning Regulations (Open Burning) | Michigan Air Pollution Control Rules (336.1310) and Part 115 (Solid Waste) Rules |  | Chapter 3745-19, Open Burning Standards | Chapter NR 429 Malodorous Emissions and Open Burning | IL | IN | MI |  | OH | WI | ILINMIOHWI
- | NP - 17 | Open Burning | Alternatives to Burning: Biomass | NOx | NA | NA | NA | NA | NA | NA | Title 35, Part 237: Open Burning | Title 13, Article 17, Chapter 9, andTitle 326, Article 4-1, Burning Regulations (Open Burning) | Michigan Air Pollution Control Rules (336.1310) and Part 115 (Solid Waste) Rules |  | Chapter 3745-19, Open Burning Standards | Chapter NR 429 Malodorous Emissions and Open Burning | IL | IN | MI |  | OH | WI | ILINMIOHWI
- | NP - 17 | Open Burning | Alternatives to Burning: Biomass | VOC | NA | NA | NA | NA | NA | NA | Title 35, Part 237: Open Burning | Title 13, Article 17, Chapter 9, andTitle 326, Article 4-1, Burning Regulations (Open Burning) | Michigan Air Pollution Control Rules (336.1310) and Part 115 (Solid Waste) Rules |  | Chapter 3745-19, Open Burning Standards | Chapter NR 429 Malodorous Emissions and Open Burning | IL | IN | MI |  | OH | WI | ILINMIOHWI
Emissions-Intensive Solvent Utilization Categories : Architectural Coatings, Graphic Arts and Degreasing
- | NP - 18 | Architectural Coatings | VOC Coating Content Limits | VOC | 632.5829 | 330.1137 | 480.3436 | 284.3284 | 569.1182 | 290.7841 | Title 35, Part 223, Subpart C, Architectural and Industrial Maintenance Coatings Title 35, Parts 218 and 219, Subpart X: Construction, | Title 326, Article 8-14 Volatile Organic Compound Rules (Standards for Architectural and IndustrialMaintenance (AIM) Coatings) |  |  | Chapter 3745-113, Architectural and Industrial Maintenance (AIM) Coatings based on 2001 OTC model rule | Chapter 422.15 Control of Organic Compound Emissions From Surface Coating, Printing And Asphalt Surfacing Operations | IL | IN |  | MN | OH | WI | ILINMNOHWI
EmissRed | NP - 19 | Graphic Arts | VOC Coating Content Limits | VOC | 196.3297 | 1540.5796 | 1011.022 | 393.1482 | 2502.2057 | 0 | Title 35, Parts 218 and 219, Subpart H: Printing and Publishing: Printing and Publishing | Title 326, Article 8-16 (Offset Lithographic Printing and Letterpress Printing) | Part 6 and 7. Emission Limitation and Prohibitions – Existing and New Sources of Volatile Organic Compounds Emissions (336.1624) |  | Chapter 3745-21, Carbon Monoxide, Photochemically Reactive Materials, Hydrocarbons, and Related Materials Standards | Chapter NR 422.14(422.145) Control of Organic Compound Emissions From Surface Coating, Printing And Asphalt Surfacing Operations | IL | IN | MI | MN | OH | WI | ILINMIMNOHWI
- | NP - 20 | Solvent Degreasers | VOC Content Limits | VOC | 709.4832 | 506.3763 | 459.9314 | 85.7334 | 681.6524 | 74.9836 | Title 35, Parts 218 and 219, Subpart E: Solvent Cleaning, | Title 326, Article 8-3 (Organic Solvent Degreasing Operations) | Part 6 and 7. Emission Limitation and Prohibitions – Existing and New Sources of Volatile Organic Compounds Emissions (336.1611-336.1614, 336.1707-336.1710) |  | Chapter 3745-21, Carbon Monoxide, Photochemically Reactive Materials, Hydrocarbons, and Related Materials Standards | Chapter NR 423 Control of Organic Compound Emissions from Solvent Cleaning Operations | IL | IN | MI | MN | OH | WI | ILINMIMNOHWI
- | NP - 21 | Cold Cleaning Degreasing | Process Modification | VOC | 1036.937 | 740.0885 | 672.2074 | 125.3027 | 996.2612 | 109.5914 | Title 35, Parts 218 and 219, Subpart E: Solvent Cleaning, | Title 326, Article 8-3 (Organic Solvent Degreasing Operations) | Part 6 and 7. Emission Limitation and Prohibitions – Existing and New Sources of Volatile Organic Compounds Emissions (336.1611-336.1614, 336.1707-336.1710) |  | Chapter 3745-21, Carbon Monoxide, Photochemically Reactive Materials, Hydrocarbons, and Related Materials Standards | Chapter NR 423 Control of Organic Compound Emissions from Solvent Cleaning Operations | IL | IN | MI | MN | OH | WI | ILINMIMNOHWI
- | NP - 22 | Cold Cleaning Degreasing | Reformulation-Process Modification (Ozone Transport Commission Rule) | VOC | 87.321 | 62.3232 | 56.6069 | 10.5518 | 83.8957 | 9.2287 | Title 35, Parts 218 and 219, Subpart E: Solvent Cleaning, | Title 326, Article 8-3 (Organic Solvent Degreasing Operations) | Part 6 and 7. Emission Limitation and Prohibitions – Existing and New Sources of Volatile Organic Compounds Emissions (336.1611-336.1614, 336.1707-336.1710) |  | Chapter 3745-21, Carbon Monoxide, Photochemically Reactive Materials, Hydrocarbons, and Related Materials Standards | Chapter NR 423 Control of Organic Compound Emissions from Solvent Cleaning Operations | IL | IN | MI | MN | OH | WI | ILINMIMNOHWI
- | NP - 23 | Open Top Degreasing | Process Modification | VOC | 1058.7672 | 755.6693 | 686.3591 | 127.9406 | 1017.2351 | 111.8985 | Title 35, Parts 218 and 219, Subpart E: Solvent Cleaning, | Title 326, Article 8-3 (Organic Solvent Degreasing Operations) | Part 6 and 7. Emission Limitation and Prohibitions – Existing and New Sources of Volatile Organic Compounds Emissions (336.1611-336.1614, 336.1707-336.1710) |  | Chapter 3745-21, Carbon Monoxide, Photochemically Reactive Materials, Hydrocarbons, and Related Materials Standards | Chapter NR 423 Control of Organic Compound Emissions from Solvent Cleaning Operations | IL | IN | MI | MN | OH | WI | ILINMIMNOHWI
- | NP - 24 | Open Top Degreasing | Reformulation-Process Modification | VOC | 709.4832 | 506.3763 | 459.9314 | 85.7334 | 681.6524 | 74.9836 | Title 35, Parts 218 and 219, Subpart E: Solvent Cleaning, | Title 326, Article 8-3 (Organic Solvent Degreasing Operations) | Part 6 and 7. Emission Limitation and Prohibitions – Existing and New Sources of Volatile Organic Compounds Emissions (336.1611-336.1614, 336.1707-336.1710) |  | Chapter 3745-21, Carbon Monoxide, Photochemically Reactive Materials, Hydrocarbons, and Related Materials Standards | Chapter NR 423 Control of Organic Compound Emissions from Solvent Cleaning Operations | IL | IN | MI | MN | OH | WI | ILINMIMNOHWI
Solvents: Consumer, Commercial, Household, Personal Care Products
- | NP - 25 | Pharmaceuticals and Cosmetics Manufacturing Operations | VOC Content Limits | VOC | 3.2211 | 9.3212 | 7.3062 | 2.6367 | 0.5526 | 1.4647 | Title 35, Part 223: Subpart B: Consumer and Commercial Products | Title 326, Article 8-15 (Standards for Consumer and CommercialProducts) | Part 6. Emission Limitation and Prohibitions – Existing and New Sources of Volatile Organic Compounds Emissions ( 336.1660, 336.1661) |  | Chapter 3745-112, Consumer Productsbased on 2006 OTC model rule Phase II |  | IL | IN | MI | MN | OH |  | ILINMIMNOH
EmissRed | NP - 26 | Consumer Products | California Consumer Products Rules Cumulative through 2010 Proposed Amendments | VOC | 2848.6511 | 1574.741 | 2291.3822 | 1356.3317 | 2714.8638 | 1387.1281 | Title 35, Part 223: Subpart B: Consumer and Commercial Products | Title 326, Article 8-15 (Standards for Consumer and CommercialProducts) | Part 6. Emission Limitation and Prohibitions – Existing and New Sources of Volatile Organic Compounds Emissions ( 336.1660, 336.1661) |  | Chapter 3745-112, Consumer Productsbased on 2006 OTC model rule Phase II |  | IL | IN | MI | MN | OH |  | ILINMIMNOH
- | NP - 27 | Consumer Products | Reformulation (2001/2006 OTC Model Rule) | VOC | 857.444 | 473.997 | 689.706 | 408.2559 | 817.174 | 417.5256 | Title 35, Part 223: Subpart B: Consumer and Commercial Products | Title 326, Article 8-15 (Standards for Consumer and CommercialProducts) | Part 6. Emission Limitation and Prohibitions – Existing and New Sources of Volatile Organic Compounds Emissions ( 336.1660, 336.1661) |  | Chapter 3745-112, Consumer Productsbased on 2006 OTC model rule Phase II |  | IL | IN | MI | MN | OH |  | ILINMIMNOH
- | NP - 28 | Pesticide Application | Reformulation | VOC | 449.19 | 92.7208 | 67.0858 | 104.7381 | 64.4804 | 56.8869 | Title 35, Part 223: Subpart B: Consumer and Commercial Products | Title 326, Article 8-15 (Standards for Consumer and CommercialProducts) | Part 6. Emission Limitation and Prohibitions – Existing and New Sources of Volatile Organic Compounds Emissions ( 336.1660, 336.1661) |  | Chapter 3745-112, Consumer Productsbased on 2006 OTC model rule Phase II |  | IL | IN | MI | MN | OH |  | ILINMIMNOH
- | NP - 29 | Household solvents, Personal Products | Cleaner Product Certification Program | VOC | NA | NA | NA | NA | NA | NA | Title 35, Part 223: Subpart B: Consumer and Commercial Products | Title 326, Article 8-15 (Standards for Consumer and CommercialProducts) | Part 6. Emission Limitation and Prohibitions – Existing and New Sources of Volatile Organic Compounds Emissions ( 336.1660, 336.1661) |  | Chapter 3745-112, Consumer Productsbased on 2006 OTC model rule Phase II |  | IL | IN | MI | MN | OH |  | ILINMIMNOH
- | NP - 30 | Household solvents, Personal Products, FIFRA | CARB Consumer Product Regulations | VOC | NA | NA | NA | NA | NA | NA | Title 35, Part 223: Subpart B: Consumer and Commercial Products | Title 326, Article 8-15 (Standards for Consumer and CommercialProducts) | Part 6. Emission Limitation and Prohibitions – Existing and New Sources of Volatile Organic Compounds Emissions ( 336.1660, 336.1661) |  | Chapter 3745-112, Consumer Productsbased on 2006 OTC model rule Phase II |  | IL | IN | MI | MN | OH |  | ILINMIMNOH
Surface Coating and Other Solvents
- | NP - 31 | Coatings, Solvents, Adhesives, and Lubricants | Reduce the Allowable VOC Content in Product Formulas | VOC | 47.6368 | 31.6152 | 32.2614 | 9.8402 | 45.0089 | 9.4335 | Title 35, Parts 218 and 219: Subpart F: Coating Operations | Title 326, Article 8-14 Volatile Organic Compound Rules (Standards for Architectural and IndustrialMaintenance (AIM) Coatings) | Part 6 and7. Emission Limitation and Prohibitions – Existing and New Sources of Volatile Organic Compounds Emissions (336.1610, 336.1620, 336.1621, 336.1632) |  | Chapter 3745-21, Carbon Monoxide, Photochemically Reactive Materials, Hydrocarbons, and Related Materials StandardsChapter 3745-113, Architectural and Industrial Maintenance (AIM) Coatings | Chapter NR 421 Control of Organic Compound Emissions from Chemical, Coatings And Rubber Products Manufacturing Chapter NR 422 Control of Organic Compound Emissions from Surface Coating, Printing And Asphalt Surfacing Operations | IL | IN | MI | MN | OH | WI | ILINMIMNOHWI
EmissRed | NP - 32 | Adhesive and Sealant Applications | VOC Content Limits | VOC | 982.3285 | 512.6284 | 745.9177 | 441.5293 | 883.775 | 451.5545 | Title 35, Parts 218 and 219: Subpart F: Coating Operations | Title 326, Article 8-14 Volatile Organic Compound Rules (Standards for Architectural and IndustrialMaintenance (AIM) Coatings) | Part 6 and7. Emission Limitation and Prohibitions – Existing and New Sources of Volatile Organic Compounds Emissions (336.1610, 336.1620, 336.1621, 336.1632) |  | Chapter 3745-21, Carbon Monoxide, Photochemically Reactive Materials, Hydrocarbons, and Related Materials StandardsChapter 3745-113, Architectural and Industrial Maintenance (AIM) Coatings | Chapter NR 421 Control of Organic Compound Emissions from Chemical, Coatings And Rubber Products Manufacturing Chapter NR 422 Control of Organic Compound Emissions from Surface Coating, Printing And Asphalt Surfacing Operations | IL | IN | MI | MN | OH | WI | ILINMIMNOHWI
- | NP - 33 | Solvent Cleaning Operations | VOC Content Limits | VOC | 709.4832 | 506.3763 | 459.9314 | 85.7334 | 681.6524 | 74.9836 | Title 35, Parts 218 and 219: Subpart F: Coating Operations | Title 326, Article 8-14 Volatile Organic Compound Rules (Standards for Architectural and IndustrialMaintenance (AIM) Coatings) | Part 6 and7. Emission Limitation and Prohibitions – Existing and New Sources of Volatile Organic Compounds Emissions (336.1610, 336.1620, 336.1621, 336.1632) |  | Chapter 3745-21, Carbon Monoxide, Photochemically Reactive Materials, Hydrocarbons, and Related Materials StandardsChapter 3745-113, Architectural and Industrial Maintenance (AIM) Coatings | Chapter NR 421 Control of Organic Compound Emissions from Chemical, Coatings And Rubber Products Manufacturing Chapter NR 422 Control of Organic Compound Emissions from Surface Coating, Printing And Asphalt Surfacing Operations | IL | IN | MI | MN | OH | WI | ILINMIMNOHWI
- | NP - 34 | Adhesives - Industrial | Reformulation | VOC | 18.8193 | 25.7426 | 55.6342 | 20.8868 | 17.0193 | 46.0365 | Title 35, Parts 218 and 219: Subpart F: Coating Operations | Title 326, Article 8-14 Volatile Organic Compound Rules (Standards for Architectural and IndustrialMaintenance (AIM) Coatings) | Part 6 and7. Emission Limitation and Prohibitions – Existing and New Sources of Volatile Organic Compounds Emissions (336.1610, 336.1620, 336.1621, 336.1632) |  | Chapter 3745-21, Carbon Monoxide, Photochemically Reactive Materials, Hydrocarbons, and Related Materials StandardsChapter 3745-113, Architectural and Industrial Maintenance (AIM) Coatings | Chapter NR 421 Control of Organic Compound Emissions from Chemical, Coatings And Rubber Products Manufacturing Chapter NR 422 Control of Organic Compound Emissions from Surface Coating, Printing And Asphalt Surfacing Operations | IL | IN | MI | MN | OH | WI | ILINMIMNOHWI
EmissRed | NP - 35 | Adhesives and Coatings | UV/EB-Cured Adhesives and Coatings | VOC | 1456.774 | 1107.695 | 2026.9476 | 918.9425 | 2134.6214 | 1029.6765 | Title 35, Parts 218 and 219: Subpart F: Coating Operations | Title 326, Article 8-14 Volatile Organic Compound Rules (Standards for Architectural and IndustrialMaintenance (AIM) Coatings) | Part 6 and7. Emission Limitation and Prohibitions – Existing and New Sources of Volatile Organic Compounds Emissions (336.1610, 336.1620, 336.1621, 336.1632) |  | Chapter 3745-21, Carbon Monoxide, Photochemically Reactive Materials, Hydrocarbons, and Related Materials StandardsChapter 3745-113, Architectural and Industrial Maintenance (AIM) Coatings | Chapter NR 421 Control of Organic Compound Emissions from Chemical, Coatings And Rubber Products Manufacturing Chapter NR 422 Control of Organic Compound Emissions from Surface Coating, Printing And Asphalt Surfacing Operations | IL | IN | MI | MN | OH | WI | ILINMIMNOHWI
- | NP - 36 | Marine and Pleasure Craft Coatings | VOC Coating Content Limits | VOC | 0 | 17.0402 | 24.7512 | 21.0498 | 0 | 47.0879 | Title 35, Parts 218 and 219: Subpart F: Coating Operations | Title 326, Article 8-14 Volatile Organic Compound Rules (Standards for Architectural and IndustrialMaintenance (AIM) Coatings) | Part 6 and7. Emission Limitation and Prohibitions – Existing and New Sources of Volatile Organic Compounds Emissions (336.1610, 336.1620, 336.1621, 336.1632) |  | Chapter 3745-21, Carbon Monoxide, Photochemically Reactive Materials, Hydrocarbons, and Related Materials StandardsChapter 3745-113, Architectural and Industrial Maintenance (AIM) Coatings | Chapter NR 421 Control of Organic Compound Emissions from Chemical, Coatings And Rubber Products Manufacturing Chapter NR 422 Control of Organic Compound Emissions from Surface Coating, Printing And Asphalt Surfacing Operations | IL | IN | MI | MN | OH | WI | ILINMIMNOHWI
- | NP - 37 | Coating of Metal Parts and Products | VOC Coating Content Limits | VOC | 0 | 251.9378 | 511.5083 | 189.1076 | 471.2755 | 128.8573 | Title 35, Parts 218 and 219: Subpart F: Coating Operations | Title 326, Article 8-14 Volatile Organic Compound Rules (Standards for Architectural and IndustrialMaintenance (AIM) Coatings) | Part 6 and7. Emission Limitation and Prohibitions – Existing and New Sources of Volatile Organic Compounds Emissions (336.1610, 336.1620, 336.1621, 336.1632) |  | Chapter 3745-21, Carbon Monoxide, Photochemically Reactive Materials, Hydrocarbons, and Related Materials StandardsChapter 3745-113, Architectural and Industrial Maintenance (AIM) Coatings | Chapter NR 421 Control of Organic Compound Emissions from Chemical, Coatings And Rubber Products Manufacturing Chapter NR 422 Control of Organic Compound Emissions from Surface Coating, Printing And Asphalt Surfacing Operations | IL | IN | MI | MN | OH | WI | ILINMIMNOHWI
- | NP - 38 | Paper, Fabric, and Film Coating Operations | VOC Coating Content Limits | VOC | 0 | 55.7138 | 18.021 | 95.8821 | 97.608 | 0 | Title 35, Parts 218 and 219: Subpart F: Coating Operations | Title 326, Article 8-14 Volatile Organic Compound Rules (Standards for Architectural and IndustrialMaintenance (AIM) Coatings) | Part 6 and7. Emission Limitation and Prohibitions – Existing and New Sources of Volatile Organic Compounds Emissions (336.1610, 336.1620, 336.1621, 336.1632) |  | Chapter 3745-21, Carbon Monoxide, Photochemically Reactive Materials, Hydrocarbons, and Related Materials StandardsChapter 3745-113, Architectural and Industrial Maintenance (AIM) Coatings | Chapter NR 421 Control of Organic Compound Emissions from Chemical, Coatings And Rubber Products Manufacturing Chapter NR 422 Control of Organic Compound Emissions from Surface Coating, Printing And Asphalt Surfacing Operations | IL | IN | MI | MN | OH | WI | ILINMIMNOHWI
- | NP - 39 | Motor Vehicle and Mobile Equipment Non-Assembly Line Coating Operations | VOC Coating Content Limits | VOC | 107.9024 | 336.928 | 1720.9934 | 195.3873 | 1031.1627 | 379.9709 | Title 35, Parts 218 and 219: Subpart F: Coating Operations | Title 326, Article 8-14 Volatile Organic Compound Rules (Standards for Architectural and IndustrialMaintenance (AIM) Coatings) | Part 6 and7. Emission Limitation and Prohibitions – Existing and New Sources of Volatile Organic Compounds Emissions (336.1610, 336.1620, 336.1621, 336.1632) |  | Chapter 3745-21, Carbon Monoxide, Photochemically Reactive Materials, Hydrocarbons, and Related Materials StandardsChapter 3745-113, Architectural and Industrial Maintenance (AIM) Coatings | Chapter NR 421 Control of Organic Compound Emissions from Chemical, Coatings And Rubber Products Manufacturing Chapter NR 422 Control of Organic Compound Emissions from Surface Coating, Printing And Asphalt Surfacing Operations | IL | IN | MI | MN | OH | WI | ILINMIMNOHWI
- | NP - 40 | Coatings and Ink Manufacturing | Coating and Ink Manufacturing Requirements | VOC | 15.9476 | 0 | 0.032788 | 1.293 | 10.5301 | 2.0377 | Title 35, Parts 218 and 219: Subpart F: Coating Operations | Title 326, Article 8-14 Volatile Organic Compound Rules (Standards for Architectural and IndustrialMaintenance (AIM) Coatings) | Part 6 and7. Emission Limitation and Prohibitions – Existing and New Sources of Volatile Organic Compounds Emissions (336.1610, 336.1620, 336.1621, 336.1632) |  | Chapter 3745-21, Carbon Monoxide, Photochemically Reactive Materials, Hydrocarbons, and Related Materials StandardsChapter 3745-113, Architectural and Industrial Maintenance (AIM) Coatings | Chapter NR 421 Control of Organic Compound Emissions from Chemical, Coatings And Rubber Products Manufacturing Chapter NR 422 Control of Organic Compound Emissions from Surface Coating, Printing And Asphalt Surfacing Operations | IL | IN | MI | MN | OH | WI | ILINMIMNOHWI
EmissRed | NP - 41 | Coatings and Ink Manufacturing | UV/EB-Cured Coatings & Inks | VOC | 1383.319 | 2136.9703 | 2093.7472 | 1121.4666 | 3653.5744 | 857.1252 | Title 35, Parts 218 and 219: Subpart F: Coating Operations | Title 326, Article 8-14 Volatile Organic Compound Rules (Standards for Architectural and IndustrialMaintenance (AIM) Coatings) | Part 6 and7. Emission Limitation and Prohibitions – Existing and New Sources of Volatile Organic Compounds Emissions (336.1610, 336.1620, 336.1621, 336.1632) |  | Chapter 3745-21, Carbon Monoxide, Photochemically Reactive Materials, Hydrocarbons, and Related Materials StandardsChapter 3745-113, Architectural and Industrial Maintenance (AIM) Coatings | Chapter NR 421 Control of Organic Compound Emissions from Chemical, Coatings And Rubber Products Manufacturing Chapter NR 422 Control of Organic Compound Emissions from Surface Coating, Printing And Asphalt Surfacing Operations | IL | IN | MI | MN | OH | WI | ILINMIMNOHWI
- | NP - 42 | Aerosol Coatings | Aerosol Coatings | VOC | 0 | 0 | 0 | 0 | 0 | 0 | Title 35, Parts 218 and 219: Subpart F: Coating Operations | Title 326, Article 8-14 Volatile Organic Compound Rules (Standards for Architectural and IndustrialMaintenance (AIM) Coatings) | Part 6 and7. Emission Limitation and Prohibitions – Existing and New Sources of Volatile Organic Compounds Emissions (336.1610, 336.1620, 336.1621, 336.1632) |  | Chapter 3745-21, Carbon Monoxide, Photochemically Reactive Materials, Hydrocarbons, and Related Materials StandardsChapter 3745-113, Architectural and Industrial Maintenance (AIM) Coatings | Chapter NR 421 Control of Organic Compound Emissions from Chemical, Coatings And Rubber Products Manufacturing Chapter NR 422 Control of Organic Compound Emissions from Surface Coating, Printing And Asphalt Surfacing Operations | IL | IN | MI | MN | OH | WI | ILINMIMNOHWI
R-Select | NP - 43 | Architectural, Traffic, and Industrial Maintenance Coatings | Ozone Transport Commission (OTC) Model Rule and South Coast -Rule 1113 Phase III VOC limits | VOC | 796.4792 | 456.3197 | 612.7729 | 360.8576 | 768.9014 | 413.8133 | Title 35, Parts 218 and 219: Subpart F: Coating Operations | Title 326, Article 8-14 Volatile Organic Compound Rules (Standards for Architectural and IndustrialMaintenance (AIM) Coatings) | Part 6 and7. Emission Limitation and Prohibitions – Existing and New Sources of Volatile Organic Compounds Emissions (336.1610, 336.1620, 336.1621, 336.1632) |  | Chapter 3745-21, Carbon Monoxide, Photochemically Reactive Materials, Hydrocarbons, and Related Materials StandardsChapter 3745-113, Architectural and Industrial Maintenance (AIM) Coatings | Chapter NR 421 Control of Organic Compound Emissions from Chemical, Coatings And Rubber Products Manufacturing Chapter NR 422 Control of Organic Compound Emissions from Surface Coating, Printing And Asphalt Surfacing Operations | IL | IN | MI | MN | OH | WI | ILINMIMNOHWI
- | NP - 44 | Coating Operations at Aerospace Manufacturing and Rework Operations | Control Technology Guidelines | VOC | 0 | 0.50906 | 1.3407 | 0.23657 | 2.4762 | 0.11504 | Title 35, Parts 218 and 219: Subpart F: Coating Operations | Title 326, Article 8-14 Volatile Organic Compound Rules (Standards for Architectural and IndustrialMaintenance (AIM) Coatings) | Part 6 and7. Emission Limitation and Prohibitions – Existing and New Sources of Volatile Organic Compounds Emissions (336.1610, 336.1620, 336.1621, 336.1632) |  | Chapter 3745-21, Carbon Monoxide, Photochemically Reactive Materials, Hydrocarbons, and Related Materials StandardsChapter 3745-113, Architectural and Industrial Maintenance (AIM) Coatings | Chapter NR 421 Control of Organic Compound Emissions from Chemical, Coatings And Rubber Products Manufacturing Chapter NR 422 Control of Organic Compound Emissions from Surface Coating, Printing And Asphalt Surfacing Operations | IL | IN | MI | MN | OH | WI | ILINMIMNOHWI
- | NP - 45 | Metal Can and Metal Coil Surface Coating | Process Modification | VOC | 0 | 8.017 | 4.7566 | 7.7098 | 25.264 | 0 | Title 35, Parts 218 and 219: Subpart F: Coating Operations | Title 326, Article 8-14 Volatile Organic Compound Rules (Standards for Architectural and IndustrialMaintenance (AIM) Coatings) | Part 6 and7. Emission Limitation and Prohibitions – Existing and New Sources of Volatile Organic Compounds Emissions (336.1610, 336.1620, 336.1621, 336.1632) |  | Chapter 3745-21, Carbon Monoxide, Photochemically Reactive Materials, Hydrocarbons, and Related Materials StandardsChapter 3745-113, Architectural and Industrial Maintenance (AIM) Coatings | Chapter NR 421 Control of Organic Compound Emissions from Chemical, Coatings And Rubber Products Manufacturing Chapter NR 422 Control of Organic Compound Emissions from Surface Coating, Printing And Asphalt Surfacing Operations | IL | IN | MI | MN | OH | WI | ILINMIMNOHWI
- | NP - 46 | Metal Can and Metal Coil Surface Coating | Permanent Total Enclosure (PTE) | VOC | 0 | 81.9511 | 48.6235 | 78.8114 | 258.2544 | 0 | Title 35, Parts 218 and 219: Subpart F: Coating Operations | Title 326, Article 8-14 Volatile Organic Compound Rules (Standards for Architectural and IndustrialMaintenance (AIM) Coatings) | Part 6 and7. Emission Limitation and Prohibitions – Existing and New Sources of Volatile Organic Compounds Emissions (336.1610, 336.1620, 336.1621, 336.1632) |  | Chapter 3745-21, Carbon Monoxide, Photochemically Reactive Materials, Hydrocarbons, and Related Materials StandardsChapter 3745-113, Architectural and Industrial Maintenance (AIM) Coatings | Chapter NR 421 Control of Organic Compound Emissions from Chemical, Coatings And Rubber Products Manufacturing Chapter NR 422 Control of Organic Compound Emissions from Surface Coating, Printing And Asphalt Surfacing Operations | IL | IN | MI | MN | OH | WI | ILINMIMNOHWI
- | NP - 47 | Metal Can and Metal Coil Surface Coating | Incineration | VOC | 0 | 74.8249 | 44.3954 | 71.9582 | 235.7975 | 0 | Title 35, Parts 218 and 219: Subpart F: Coating Operations | Title 326, Article 8-14 Volatile Organic Compound Rules (Standards for Architectural and IndustrialMaintenance (AIM) Coatings) | Part 6 and7. Emission Limitation and Prohibitions – Existing and New Sources of Volatile Organic Compounds Emissions (336.1610, 336.1620, 336.1621, 336.1632) |  | Chapter 3745-21, Carbon Monoxide, Photochemically Reactive Materials, Hydrocarbons, and Related Materials StandardsChapter 3745-113, Architectural and Industrial Maintenance (AIM) Coatings | Chapter NR 421 Control of Organic Compound Emissions from Chemical, Coatings And Rubber Products Manufacturing Chapter NR 422 Control of Organic Compound Emissions from Surface Coating, Printing And Asphalt Surfacing Operations | IL | IN | MI | MN | OH | WI | ILINMIMNOHWI
C-E | NP - 48 | Metal Furniture Surface Coating | Reduced Solvent Utilization | VOC | 0 | 66.2603 | 242.0493 | 33.942 | 28.1168 | 72.1601 | Title 35, Parts 218 and 219: Subpart F: Coating Operations | Title 326, Article 8-14 Volatile Organic Compound Rules (Standards for Architectural and IndustrialMaintenance (AIM) Coatings) | Part 6 and7. Emission Limitation and Prohibitions – Existing and New Sources of Volatile Organic Compounds Emissions (336.1610, 336.1620, 336.1621, 336.1632) |  | Chapter 3745-21, Carbon Monoxide, Photochemically Reactive Materials, Hydrocarbons, and Related Materials StandardsChapter 3745-113, Architectural and Industrial Maintenance (AIM) Coatings | Chapter NR 421 Control of Organic Compound Emissions from Chemical, Coatings And Rubber Products Manufacturing Chapter NR 422 Control of Organic Compound Emissions from Surface Coating, Printing And Asphalt Surfacing Operations | IL | IN | MI | MN | OH | WI | ILINMIMNOHWI
- | NP - 49 | Metal Furniture, Appliances, Parts | Reformulation-Process Modification | VOC | 0 | 31.0861 | 107.7992 | 20.8228 | 29.8329 | 41.0673 | Title 35, Parts 218 and 219: Subpart F: Coating Operations | Title 326, Article 8-14 Volatile Organic Compound Rules (Standards for Architectural and IndustrialMaintenance (AIM) Coatings) | Part 6 and7. Emission Limitation and Prohibitions – Existing and New Sources of Volatile Organic Compounds Emissions (336.1610, 336.1620, 336.1621, 336.1632) |  | Chapter 3745-21, Carbon Monoxide, Photochemically Reactive Materials, Hydrocarbons, and Related Materials StandardsChapter 3745-113, Architectural and Industrial Maintenance (AIM) Coatings | Chapter NR 421 Control of Organic Compound Emissions from Chemical, Coatings And Rubber Products Manufacturing Chapter NR 422 Control of Organic Compound Emissions from Surface Coating, Printing And Asphalt Surfacing Operations | IL | IN | MI | MN | OH | WI | ILINMIMNOHWI
- | NP - 50 | Metal part and Products coating | Reformulation-Process Modification | VOC | 0 | 15.2999 | 0.53835 | 0.18356 | 2.8188 | 0.53835 | Title 35, Parts 218 and 219: Subpart F: Coating Operations | Title 326, Article 8-14 Volatile Organic Compound Rules (Standards for Architectural and IndustrialMaintenance (AIM) Coatings) | Part 6 and7. Emission Limitation and Prohibitions – Existing and New Sources of Volatile Organic Compounds Emissions (336.1610, 336.1620, 336.1621, 336.1632) |  | Chapter 3745-21, Carbon Monoxide, Photochemically Reactive Materials, Hydrocarbons, and Related Materials StandardsChapter 3745-113, Architectural and Industrial Maintenance (AIM) Coatings | Chapter NR 421 Control of Organic Compound Emissions from Chemical, Coatings And Rubber Products Manufacturing Chapter NR 422 Control of Organic Compound Emissions from Surface Coating, Printing And Asphalt Surfacing Operations | IL | IN | MI | MN | OH | WI | ILINMIMNOHWI
- | NP - 51 | Mobile Equipment Repair and Refinishing | Ozone Transport Commission (OTC) Model Rule | VOC | 27.3353 | 38.5387 | 77.5521 | 45.4426 | 95.2311 | 53.3489 | Title 35, Parts 218 and 219: Subpart F: Coating Operations | Title 326, Article 8-14 Volatile Organic Compound Rules (Standards for Architectural and IndustrialMaintenance (AIM) Coatings) | Part 6 and7. Emission Limitation and Prohibitions – Existing and New Sources of Volatile Organic Compounds Emissions (336.1610, 336.1620, 336.1621, 336.1632) |  | Chapter 3745-21, Carbon Monoxide, Photochemically Reactive Materials, Hydrocarbons, and Related Materials StandardsChapter 3745-113, Architectural and Industrial Maintenance (AIM) Coatings | Chapter NR 421 Control of Organic Compound Emissions from Chemical, Coatings And Rubber Products Manufacturing Chapter NR 422 Control of Organic Compound Emissions from Surface Coating, Printing And Asphalt Surfacing Operations | IL | IN | MI | MN | OH | WI | ILINMIMNOHWI
- | NP - 52 | Mobile Equipment Repair and Refinishing | California Air Resources Board - Suggested Control Measures for Automotive Coatings | VOC | 64.3098 | 90.6674 | 182.4516 | 106.9098 | 224.0437 | 125.5103 | Title 35, Parts 218 and 219: Subpart F: Coating Operations | Title 326, Article 8-14 Volatile Organic Compound Rules (Standards for Architectural and IndustrialMaintenance (AIM) Coatings) | Part 6 and7. Emission Limitation and Prohibitions – Existing and New Sources of Volatile Organic Compounds Emissions (336.1610, 336.1620, 336.1621, 336.1632) |  | Chapter 3745-21, Carbon Monoxide, Photochemically Reactive Materials, Hydrocarbons, and Related Materials StandardsChapter 3745-113, Architectural and Industrial Maintenance (AIM) Coatings | Chapter NR 421 Control of Organic Compound Emissions from Chemical, Coatings And Rubber Products Manufacturing Chapter NR 422 Control of Organic Compound Emissions from Surface Coating, Printing And Asphalt Surfacing Operations | IL | IN | MI | MN | OH | WI | ILINMIMNOHWI
- | NP - 53 | Rubber/Plastics Coating | Reformulation-Process Modification | VOC | 0 | 0 | 0 | 0.014256 | 1.2096 | 6.8905 | Title 35, Parts 218 and 219: Subpart F: Coating Operations | Title 326, Article 8-14 Volatile Organic Compound Rules (Standards for Architectural and IndustrialMaintenance (AIM) Coatings) | Part 6 and7. Emission Limitation and Prohibitions – Existing and New Sources of Volatile Organic Compounds Emissions (336.1610, 336.1620, 336.1621, 336.1632) |  | Chapter 3745-21, Carbon Monoxide, Photochemically Reactive Materials, Hydrocarbons, and Related Materials StandardsChapter 3745-113, Architectural and Industrial Maintenance (AIM) Coatings | Chapter NR 421 Control of Organic Compound Emissions from Chemical, Coatings And Rubber Products Manufacturing Chapter NR 422 Control of Organic Compound Emissions from Surface Coating, Printing And Asphalt Surfacing Operations | IL | IN | MI | MN | OH | WI | ILINMIMNOHWI
- | NP - 54 | Shipbuilding and Ship Repair (Surface Coating) | Incineration | VOC | 0 | 9.8833 | 14.3557 | 12.2089 | 0 | 27.311 | Title 35, Parts 218 and 219: Subpart F: Coating Operations | Title 326, Article 8-14 Volatile Organic Compound Rules (Standards for Architectural and IndustrialMaintenance (AIM) Coatings) | Part 6 and7. Emission Limitation and Prohibitions – Existing and New Sources of Volatile Organic Compounds Emissions (336.1610, 336.1620, 336.1621, 336.1632) |  | Chapter 3745-21, Carbon Monoxide, Photochemically Reactive Materials, Hydrocarbons, and Related Materials StandardsChapter 3745-113, Architectural and Industrial Maintenance (AIM) Coatings | Chapter NR 421 Control of Organic Compound Emissions from Chemical, Coatings And Rubber Products Manufacturing Chapter NR 422 Control of Organic Compound Emissions from Surface Coating, Printing And Asphalt Surfacing Operations | IL | IN | MI | MN | OH | WI | ILINMIMNOHWI
- | NP - 55 | Wood Furniture Surface Coating | Control Technology Guidelines | VOC | 0 | 0 | 6.5917 | 27.6922 | 40.1856 | 28.3654 | Title 35, Parts 218 and 219: Subpart F: Coating Operations | Title 326, Article 8-14 Volatile Organic Compound Rules (Standards for Architectural and IndustrialMaintenance (AIM) Coatings) | Part 6 and7. Emission Limitation and Prohibitions – Existing and New Sources of Volatile Organic Compounds Emissions (336.1610, 336.1620, 336.1621, 336.1632) |  | Chapter 3745-21, Carbon Monoxide, Photochemically Reactive Materials, Hydrocarbons, and Related Materials StandardsChapter 3745-113, Architectural and Industrial Maintenance (AIM) Coatings | Chapter NR 421 Control of Organic Compound Emissions from Chemical, Coatings And Rubber Products Manufacturing Chapter NR 422 Control of Organic Compound Emissions from Surface Coating, Printing And Asphalt Surfacing Operations | IL | IN | MI | MN | OH | WI | ILINMIMNOHWI
- | NP - 56 | Wood Furniture Surface Coating | Add-On Controls | VOC | 0 | 0 | 17.5779 | 73.8458 | 107.1615 | 75.6411 | Title 35, Parts 218 and 219: Subpart F: Coating Operations | Title 326, Article 8-14 Volatile Organic Compound Rules (Standards for Architectural and IndustrialMaintenance (AIM) Coatings) | Part 6 and7. Emission Limitation and Prohibitions – Existing and New Sources of Volatile Organic Compounds Emissions (336.1610, 336.1620, 336.1621, 336.1632) |  | Chapter 3745-21, Carbon Monoxide, Photochemically Reactive Materials, Hydrocarbons, and Related Materials StandardsChapter 3745-113, Architectural and Industrial Maintenance (AIM) Coatings | Chapter NR 421 Control of Organic Compound Emissions from Chemical, Coatings And Rubber Products Manufacturing Chapter NR 422 Control of Organic Compound Emissions from Surface Coating, Printing And Asphalt Surfacing Operations | IL | IN | MI | MN | OH | WI | ILINMIMNOHWI
- | NP - 57 | Wood Product Surface Coating | Reformulation | VOC | 0 | 8.4622 | 6.9775 | 0 | 5.072 | 0 | Title 35, Parts 218 and 219: Subpart F: Coating Operations | Title 326, Article 8-14 Volatile Organic Compound Rules (Standards for Architectural and IndustrialMaintenance (AIM) Coatings) | Part 6 and7. Emission Limitation and Prohibitions – Existing and New Sources of Volatile Organic Compounds Emissions (336.1610, 336.1620, 336.1621, 336.1632) |  | Chapter 3745-21, Carbon Monoxide, Photochemically Reactive Materials, Hydrocarbons, and Related Materials StandardsChapter 3745-113, Architectural and Industrial Maintenance (AIM) Coatings | Chapter NR 421 Control of Organic Compound Emissions from Chemical, Coatings And Rubber Products Manufacturing Chapter NR 422 Control of Organic Compound Emissions from Surface Coating, Printing And Asphalt Surfacing Operations | IL | IN | MI | MN | OH | WI | ILINMIMNOHWI
- | NP - 58 | Wood Product Surface Coating | Incineration | VOC | 0 | 20.5144 | 16.9152 | 0 | 12.2957 | 0 | Title 35, Parts 218 and 219: Subpart F: Coating Operations | Title 326, Article 8-14 Volatile Organic Compound Rules (Standards for Architectural and IndustrialMaintenance (AIM) Coatings) | Part 6 and7. Emission Limitation and Prohibitions – Existing and New Sources of Volatile Organic Compounds Emissions (336.1610, 336.1620, 336.1621, 336.1632) |  | Chapter 3745-21, Carbon Monoxide, Photochemically Reactive Materials, Hydrocarbons, and Related Materials StandardsChapter 3745-113, Architectural and Industrial Maintenance (AIM) Coatings | Chapter NR 421 Control of Organic Compound Emissions from Chemical, Coatings And Rubber Products Manufacturing Chapter NR 422 Control of Organic Compound Emissions from Surface Coating, Printing And Asphalt Surfacing Operations | IL | IN | MI | MN | OH | WI | ILINMIMNOHWI
C-E | NP - 59 | Miscellaneous Industrial Adhesives | Solvent substitution | VOC | 11.2226 | 21.7627 | 44.3168 | 17.5988 | 12.8916 | 27.0896 | Title 35, Parts 218 and 219: Subpart F: Coating Operations | Title 326, Article 8-14 Volatile Organic Compound Rules (Standards for Architectural and IndustrialMaintenance (AIM) Coatings) | Part 6 and7. Emission Limitation and Prohibitions – Existing and New Sources of Volatile Organic Compounds Emissions (336.1610, 336.1620, 336.1621, 336.1632) |  | Chapter 3745-21, Carbon Monoxide, Photochemically Reactive Materials, Hydrocarbons, and Related Materials StandardsChapter 3745-113, Architectural and Industrial Maintenance (AIM) Coatings | Chapter NR 421 Control of Organic Compound Emissions from Chemical, Coatings And Rubber Products Manufacturing Chapter NR 422 Control of Organic Compound Emissions from Surface Coating, Printing And Asphalt Surfacing Operations | IL | IN | MI | MN | OH | WI | ILINMIMNOHWI
- | NP - 60 | Miscellaneous Metal and Plastic Parts Coatings | Coating Reformulation | VOC | 6.1374 | 11.9015 | 24.2357 | 9.6243 | 7.0501 | 14.8146 | Title 35, Parts 218 and 219: Subpart F: Coating Operations | Title 326, Article 8-14 Volatile Organic Compound Rules (Standards for Architectural and IndustrialMaintenance (AIM) Coatings) | Part 6 and7. Emission Limitation and Prohibitions – Existing and New Sources of Volatile Organic Compounds Emissions (336.1610, 336.1620, 336.1621, 336.1632) |  | Chapter 3745-21, Carbon Monoxide, Photochemically Reactive Materials, Hydrocarbons, and Related Materials StandardsChapter 3745-113, Architectural and Industrial Maintenance (AIM) Coatings | Chapter NR 421 Control of Organic Compound Emissions from Chemical, Coatings And Rubber Products Manufacturing Chapter NR 422 Control of Organic Compound Emissions from Surface Coating, Printing And Asphalt Surfacing Operations | IL | IN | MI | MN | OH | WI | ILINMIMNOHWI
C-E | NP - 61 | Miscellaneous Industrial Adhesives | Low VOC Adhesives and Improved Application Methods | VOC | 11.2226 | 21.7627 | 44.3168 | 17.5988 | 12.8916 | 27.0896 | Title 35, Parts 218 and 219: Subpart F: Coating Operations | Title 326, Article 8-14 Volatile Organic Compound Rules (Standards for Architectural and IndustrialMaintenance (AIM) Coatings) | Part 6 and7. Emission Limitation and Prohibitions – Existing and New Sources of Volatile Organic Compounds Emissions (336.1610, 336.1620, 336.1621, 336.1632) |  | Chapter 3745-21, Carbon Monoxide, Photochemically Reactive Materials, Hydrocarbons, and Related Materials StandardsChapter 3745-113, Architectural and Industrial Maintenance (AIM) Coatings | Chapter NR 421 Control of Organic Compound Emissions from Chemical, Coatings And Rubber Products Manufacturing Chapter NR 422 Control of Organic Compound Emissions from Surface Coating, Printing And Asphalt Surfacing Operations | IL | IN | MI | MN | OH | WI | ILINMIMNOHWI
C-E | NP - 62 | Industrial Cleaning Solvents | Work practice standards, solvent substitution, and add-on controls | VOC | 21.8381 | 15.9507 | 31.5089 | 23.7403 | 9.3715 | 70.4304 |  |  | 0 | 0 | 0 | Chapter NR 419 – Control of Organic Compounds Emissions Chapter NR 421 - Control of Organic Compound Emissions from Chemical, Coatings and Rubber Products Manufacturing Chapter NR 423 Control of Organic Compound Emissions from Solvent Cleaning Operations Chapter NR 424 – Control of Organic Compounds Emissions from Process Lines Chapter NR 428 - Control of Nitrogen Compound Emissions | IL | IN | MI | MN | OH | WI | ILINMIMNOHWI
- | NP - 63 | Industrial Cleaning Solvents - Other Non-Halogenated Solvent Cleaning Operations | Low VOC Cleaning Materials and Improved Work Practices | VOC | 19.7472 | 14.4235 | 28.4921 | 21.4673 | 8.4743 | 63.687 |  |  | 0 | 0 | 0 | Chapter NR 419 – Control of Organic Compounds Emissions Chapter NR 421 - Control of Organic Compound Emissions from Chemical, Coatings and Rubber Products Manufacturing Chapter NR 423 Control of Organic Compound Emissions from Solvent Cleaning Operations Chapter NR 424 – Control of Organic Compounds Emissions from Process Lines Chapter NR 428 - Control of Nitrogen Compound Emissions | IL | IN | MI | MN | OH | WI | ILINMIMNOHWI
- | NP - 64 | Industrial Cleaning Solvents - Other Non-Halogenated Solvent Cleaning Operations | Refrigerated Condensers | VOC | 0 | 54.5446 | 138.4716 | 218.2978 | 66.1007 | 130.3678 |  |  | 0 | 0 | 0 | Chapter NR 419 – Control of Organic Compounds Emissions Chapter NR 421 - Control of Organic Compound Emissions from Chemical, Coatings and Rubber Products Manufacturing Chapter NR 423 Control of Organic Compound Emissions from Solvent Cleaning Operations Chapter NR 424 – Control of Organic Compounds Emissions from Process Lines Chapter NR 428 - Control of Nitrogen Compound Emissions | IL | IN | MI | MN | OH | WI | ILINMIMNOHWI
Oil and Gas
- | NP - 65 | Fugitive Emissions | Improved/Expanded Leak Detection Programs | VOC | 345.5222 | 84.4945 | 182.8924 | 0 | 14.9702 | 0 |  |  | Part 6 and 7. Emission Limitation and Prohibitions – Existing and New Sources of Volatile Organic Compounds Emissions (336.1629) |  |  |  | IL | IN | MI | MN | OH | WI | ILINMIMNOHWI
- | NP - 66 | Thermally Enhanced Oil Recovery Wells | Steam Drive Well Emissions Restrictions | VOC | NA | NA | NA | NA | NA | NA |  |  | Part 6 and 7. Emission Limitation and Prohibitions – Existing and New Sources of Volatile Organic Compounds Emissions (336.1629) |  |  |  | IL | IN | MI | MN | OH | WI | ILINMIMNOHWI
- | NP - 67 | Oil and Gas Production Wells | Oil and Gas Production Wells Emissions Reductions | VOC | 345.5222 | 84.4945 | 182.8924 | 0 | 14.9702 | 0 |  |  | Part 6 and 7. Emission Limitation and Prohibitions – Existing and New Sources of Volatile Organic Compounds Emissions (336.1629) |  |  |  | IL | IN | MI | MN | OH | WI | ILINMIMNOHWI
Petroleum Product Storage, Transport, Processing
- | NP - 68 | Storage Tank and Pipeline Cleaning and Degassing | Storage Tank and Pipeline Cleaning and Degassing Emission Reductions | VOC | NA | NA | NA | NA | NA | NA | Title 35, Parts 218 and 219, Subpart B: Organic Emissions from Storage and Loading Operations and Subpart R: Petroleum Refining and Related Industries; Asphalt Materials , | Title 326, Article 8-4 (Petroleum Sources) | Part 6 and 7. Emission Limitation and Prohibitions – Existing and New Sources of Volatile Organic Compounds Emissions (336.1608, 336.1609, 336.1615-336.1617, 336.1622, 336.1705, 336.1706) |  | Chapter 3745-21, Carbon Monoxide, Photochemically Reactive Materials, Hydrocarbons, and Related Materials Standards | Chapter NR 420 Control of Organic Compound Emissions from Petroleum And Gasoline Sources | IL | IN | MI | MN | OH | WI | ILINMIMNOHWI
- | NP - 69 | Liquefied Petroleum Gas Transfer and Dispensing | Liquefied Petroleum Gas Transfer and Dispensing Emissions Reductions | VOC | NA | NA | NA | NA | NA | NA | Title 35, Parts 218 and 219, Subpart B: Organic Emissions from Storage and Loading Operations and Subpart R: Petroleum Refining and Related Industries; Asphalt Materials , | Title 326, Article 8-4 (Petroleum Sources) | Part 6 and 7. Emission Limitation and Prohibitions – Existing and New Sources of Volatile Organic Compounds Emissions (336.1608, 336.1609, 336.1615-336.1617, 336.1622, 336.1705, 336.1706) |  | Chapter 3745-21, Carbon Monoxide, Photochemically Reactive Materials, Hydrocarbons, and Related Materials Standards | Chapter NR 420 Control of Organic Compound Emissions from Petroleum And Gasoline Sources | IL | IN | MI | MN | OH | WI | ILINMIMNOHWI
- | NP - 70 | Storage Tanks at Petroleum Facilities; Transfer of Petroleum Products | Refrigerated Condensers | VOC | 0 | 54.5446 | 138.4716 | 218.2978 | 66.1007 | 130.3678 | Title 35, Parts 218 and 219, Subpart B: Organic Emissions from Storage and Loading Operations and Subpart R: Petroleum Refining and Related Industries; Asphalt Materials , | Title 326, Article 8-4 (Petroleum Sources) | Part 6 and 7. Emission Limitation and Prohibitions – Existing and New Sources of Volatile Organic Compounds Emissions (336.1608, 336.1609, 336.1615-336.1617, 336.1622, 336.1705, 336.1706) |  | Chapter 3745-21, Carbon Monoxide, Photochemically Reactive Materials, Hydrocarbons, and Related Materials Standards | Chapter NR 420 Control of Organic Compound Emissions from Petroleum And Gasoline Sources | IL | IN | MI | MN | OH | WI | ILINMIMNOHWI
- | NP - 71 | Storage Tanks at Petroleum Facilities | Storage Tanks at Petroleum Facilities Emissions Reductions SCAQMD Rule 1178 | VOC | NA | NA | NA | NA | NA | NA | Title 35, Parts 218 and 219, Subpart B: Organic Emissions from Storage and Loading Operations and Subpart R: Petroleum Refining and Related Industries; Asphalt Materials , | Title 326, Article 8-4 (Petroleum Sources) | Part 6 and 7. Emission Limitation and Prohibitions – Existing and New Sources of Volatile Organic Compounds Emissions (336.1608, 336.1609, 336.1615-336.1617, 336.1622, 336.1705, 336.1706) |  | Chapter 3745-21, Carbon Monoxide, Photochemically Reactive Materials, Hydrocarbons, and Related Materials Standards | Chapter NR 420 Control of Organic Compound Emissions from Petroleum And Gasoline Sources | IL | IN | MI | MN | OH | WI | ILINMIMNOHWI
C-E | NP - 72 | Petroleum Refinery Fugitives | Process Modification | VOC | 57.6276 | 22.0159 | 15.6803 | 14.6557 | 27.1472 | 2.7569 | Title 35, Parts 218 and 219, Subpart B: Organic Emissions from Storage and Loading Operations and Subpart R: Petroleum Refining and Related Industries; Asphalt Materials , | Title 326, Article 8-4 (Petroleum Sources) | Part 6 and 7. Emission Limitation and Prohibitions – Existing and New Sources of Volatile Organic Compounds Emissions (336.1608, 336.1609, 336.1615-336.1617, 336.1622, 336.1705, 336.1706) |  | Chapter 3745-21, Carbon Monoxide, Photochemically Reactive Materials, Hydrocarbons, and Related Materials Standards | Chapter NR 420 Control of Organic Compound Emissions from Petroleum And Gasoline Sources | IL | IN | MI | MN | OH | WI | ILINMIMNOHWI
- | NP - 73 | Stage II Service Stations - Underground Tanks (Breathing and Emptying) | LPV Relief Valve | VOC | 242.4671 | 462.0813 | 646.2876 | 307.8266 | 240.5273 | 301.703 | Title 35, Parts 218 and 219, Subpart B: Organic Emissions from Storage and Loading Operations and Subpart R: Petroleum Refining and Related Industries; Asphalt Materials , | Title 326, Article 8-4 (Petroleum Sources) | Part 6 and 7. Emission Limitation and Prohibitions – Existing and New Sources of Volatile Organic Compounds Emissions (336.1608, 336.1609, 336.1615-336.1617, 336.1622, 336.1705, 336.1706) |  | Chapter 3745-21, Carbon Monoxide, Photochemically Reactive Materials, Hydrocarbons, and Related Materials Standards | Chapter NR 420 Control of Organic Compound Emissions from Petroleum And Gasoline Sources | IL | IN | MI | MN | OH | WI | ILINMIMNOHWI
- | NP - 74 | Gasoline Service Stations | Vapor Recovery Systems | VOC | 315.5393 | 601.3386 | 841.0593 | 400.5963 | 313.015 | 392.6271 | Title 35, Parts 218 and 219, Subpart B: Organic Emissions from Storage and Loading Operations and Subpart R: Petroleum Refining and Related Industries; Asphalt Materials , | Title 326, Article 8-4 (Petroleum Sources) | Part 6 and 7. Emission Limitation and Prohibitions – Existing and New Sources of Volatile Organic Compounds Emissions (336.1608, 336.1609, 336.1615-336.1617, 336.1622, 336.1705, 336.1706) |  | Chapter 3745-21, Carbon Monoxide, Photochemically Reactive Materials, Hydrocarbons, and Related Materials Standards | Chapter NR 420 Control of Organic Compound Emissions from Petroleum And Gasoline Sources | IL | IN | MI | MN | OH | WI | ILINMIMNOHWI
- | NP - 75 | Gasoline Service Stations | CARB Vapor Recovery Rules | VOC | 315.5393 | 601.3386 | 841.0593 | 400.5963 | 313.015 | 392.6271 | Title 35, Parts 218 and 219, Subpart B: Organic Emissions from Storage and Loading Operations and Subpart R: Petroleum Refining and Related Industries; Asphalt Materials , | Title 326, Article 8-4 (Petroleum Sources) | Part 6 and 7. Emission Limitation and Prohibitions – Existing and New Sources of Volatile Organic Compounds Emissions (336.1608, 336.1609, 336.1615-336.1617, 336.1622, 336.1705, 336.1706) |  | Chapter 3745-21, Carbon Monoxide, Photochemically Reactive Materials, Hydrocarbons, and Related Materials Standards | Chapter NR 420 Control of Organic Compound Emissions from Petroleum And Gasoline Sources | IL | IN | MI | MN | OH | WI | ILINMIMNOHWI
Other Stationary Sources (<0.5% contribution to NOx/VOC inventory)
- | NP - 76 | Emulsified Asphalt | Organic Compound Restrictions | VOC | 6.4629 | 68.1431 | 158.456 | 70.4751 | 89.0626 | 74.0005
C-E | NP - 77 | Cutback Asphalt | Reformulation-Process Modification | VOC | 5.8473 | 11.8024 | 79.68 | 2.3443 | 130.8033 | 333.2352
C-E | NP - 78 | Green-waste Composting | Organic Waste Processing Technology and Restriction on the Use of Uncomposed Greenwaste | VOC | 70.7301 | 37.3744 | 55.1568 | 33.9402 | 70.5891 | 32.3536
- | NP - 79 | Composting | Emission Reductions from Co-composting Operations | VOC | 136.0164 | 71.8722 | 106.0684 | 65.2681 | 135.7452 | 62.2171
- | NP - 80 | Construction and Demolition Debris | Construction and Demolition Debris Recycling | NOx | NA | NA | NA | NA | NA | NA
C-E | NP - 81 | Municipal Solid Waste Landfill | Gas Recovery | VOC | 0 | 0 | 49.8974 | 0 | 0 | 0
- | NP - 82 | General Stationary Sources | Weatherization and other Efficiency Measures on Existing Residential and Commercial Buildings | NOx | 280.9338 | 103.9972 | 238.3383 | 132.8205 | 201.5742 | 113.856
- | NP - 82 | General Stationary Sources | Weatherization and other Efficiency Measures on Existing Residential and Commercial Buildings | VOC | 135.3501 | 151.268 | 224.041 | 552.0638 | 200.3262 | 136.5402
EmissRed | NP - 83 | General Stationary Sources | Weatherization and Smart Grid Electricity Usage | NOx | 2106.5512 | 709.7293 | 1737.6465 | 1153.4586 | 1561.0839 | 846.4935
EmissRed | NP - 83 | General Stationary Sources | Weatherization and Smart Grid Electricity Usage | VOC | 754.0402 | 810.8871 | 1215.7355 | 2954.4412 | 1091.4103 | 738.3101
EmissRed | NP - 84 | General Stationary Sources | Financial Incentive Programs: Transition to Zero and Near-Zero Emission Technologies for Stationary Sources | VOC | 755.9513 | 812.9423 | 1218.8168 | 2961.9293 | 1094.1764 | 740.1814
EmissRed | NP - 84 | General Stationary Sources | Financial Incentive Programs: Transition to Zero and Near-Zero Emission Technologies for Stationary Sources | NOx | 2123.3572 | 715.3915 | 1751.5093 | 1162.6608 | 1573.5381 | 853.2468
Measures suggested by LADCO/states
- | NP - 85 | Coal-fueled Boilers and IC Engines | SCR | NOx | 7.5187 | 0 | 148.9176 | 258.2912 | 128.5372 | 34.3166 | Title 35, Part 217, Subpart C: Existing Fuel Combustion Emission Units, Subpart E: Industrial Boilers, Subpart F: Process Heaters, Subpart Q: Stationary ReciprocatingInternal Combustion Engines and Turbines | Title 326, Article 10, Nitrogen Oxides Rules | Part 8. Emission Limitations and Prohibitions—Oxides of Nitrogen | Chapter 7011, Standards for Stationary Sources, Indirect and Direct Heating (7011.0600-7011-.0625, 7011.0500-7011.0550) | Chapter 3745-14, NOx Budget Program Chapter 3745-110, Nitrogen Oxides - Reasonably Available Control Technology | Chapter NR 428 Control of Nitrogen Compound Emissions | IL | IN | MI | MN | OH | WI | ILINMIMNOHWI
NOTES/Color legend:
These absolute emission reductions by state are based on calculated reductions to 2016v1 modeling platform emissions. They do not account for possible overlapping reductions from existing OTB regulations affecting the same SCCs
Potential reduction from overlapping regulations will considered for white paper measures, after the initial master list screening

## Point_options
Shortlist | # | Source Category | Emission Reduction Measure Name | Target Pollutant(s): NOx and/or VOC | % Penetration [2] | Control Efficiency (% reduction) [1] | Cost Effectiveness ($/ton) [1] | % LADCO-wide inventory affected [3] | Estimated Absolute Emissions Reduction After Control (tpy) - Year 2028 | Comments | Reference(s) | Reference 1 | Reference 2 | Change to % Penetration | Change to Control Efficiency (% reduction) [1] | Change to Cost Effectiveness ($/ton) [1] | Change to % LADCO-wide emissions subject to measure [2] | Change to Estimated Absolute Emissions Reduction After Control (tpy)
EmissRed | P - 1 | External Combustion Boilers - Electricity Generation- Anthracite Coal or Subbituminous/ Bituminous Coal | Selective Non-Catalytic Reduction | NOx | 10% | 40% | 1410 | 0.05714% | 2063.258 |  | 1.) EPA's Menu of Control Measures for NAAQS Implementation 2.) EPA Clean Air Technology Center (EPA-425/F-03-031) | https://www.epa.gov/air-quality-implementation-plans/menu-control-measures-naaqs-implementation | https://nepis.epa.gov/Exe/ZyNET.exe/P100RQ6Y.txt?ZyActionD=ZyDocument&Client=EPA&Index=2016%20Thru%202020%7C1991%20Thru%201994%7C2011%20Thru%202015%7C1986%20Thru%201990%7C2006%20Thru%202010%7C1981%20Thru%201985%7C2000%20Thru%202005%7C1976%20Thru%201980%7C1995%20Thru%201999%7CPrior%20to%201976%7CHardcopy%20Publications&Docs=&Query=452f03031&Time=&EndTime=&SearchMethod=2&TocRestrict=n&Toc=&TocEntry=&QField=&QFieldYear=&QFieldMonth=&QFieldDay=&UseQField=&IntQFieldOp=0&ExtQFieldOp=0&XmlQuery=&File=D%3A%5CZYFILES%5CINDEX%20DATA%5C00THRU05%5CTXT%5C00000036%5CP100RQ6Y.txt&User=ANONYMOUS&Password=anonymous&SortMethod=h%7C-&MaximumDocuments=15&FuzzyDegree=0&ImageQuality=r85g16/r85g16/x150y150g16/i500&Display=hpfr&DefSeekPage=x&SearchBack=ZyActionL&Back=ZyActionS&BackDesc=Results%20page&MaximumPages=1&ZyEntry=1&SeekPage=x | - | - | - | Revised | Revised | TRUE | P - 1NOx | 1410
EmissRed | P - 2 | Utility Boiler - Bituminous Coal Wall Fired | Low NOx Burner and Over Fire Air | NOx | 10% | 71.8% | Cost effectiveness is variable and based on plant size: for a 300MW plant, total capital cost of $60.43 per kW; the fixed O&M costs of $0.40 per kW per year; and variable O&M costs of $0.090 mills per kWh. The scaling factor for plants from 25MW (Capital Cost and Fixed O&M only) = (300/capacity)^(0.359). | 0.06204% | 4015.8711 |  | 1.) EPA's Menu of Control Measures for NAAQS Implementation 2.) RACT/BACT/LAER Clearinghouse (RBLC) | https://www.epa.gov/air-quality-implementation-plans/menu-control-measures-naaqs-implementation | https://cfpub.epa.gov/rblc/index.cfm?action=Home.Home&lang=en | - | - | - | Revised | Revised | TRUE | P - 2NOx | Cost effectiveness is variable and based on plant size: for a 300MW plant, total capital cost of $60.43 per kW; the fixed O&M costs of $0.40 per kW per year; and variable O&M costs of $0.090 mills per kWh. The scaling factor for plants from 25MW (Capital Cost and Fixed O&M only) = (300/capacity)^(0.359).
EmissRed | P - 3 | Utility Boiler - Bituminous Coal/ Wall Fired | Low NOx Burner | NOx | 10% | 56.8% | Cost effectiveness is variable and based on plant size: for a 300MW plant, total capital cost of $44.58 per kW; the fixed O&M costs of $0.30 per kW per year; and variable O&M costs of $0.070 mills per kWh. The scaling factor for plants from 25MW (Capital Cost and Fixed O&M only) = (300/capacity)^(0.359). | 0.05334% | 2592.9205 |  | EPA's Menu of Control Measures for NAAQS Implementation | https://www.epa.gov/air-quality-implementation-plans/menu-control-measures-naaqs-implementation |  | - | - | - | Revised | Revised | TRUE | P - 3NOx | Cost effectiveness is variable and based on plant size: for a 300MW plant, total capital cost of $44.58 per kW; the fixed O&M costs of $0.30 per kW per year; and variable O&M costs of $0.070 mills per kWh. The scaling factor for plants from 25MW (Capital Cost and Fixed O&M only) = (300/capacity)^(0.359).
- | P - 4 | Utility Boiler - Coal/ Wall Fired | Natural Gas Reburn | NOx | 10% | 50% | Cost effectiveness is variable and based on: plant size, the total capital cost of $32.41 per kW, and the fixed O&M of $0.49 per kW per year. | 0.008696% | 514.0671 |  | EPA's Menu of Control Measures for NAAQS Implementation | https://www.epa.gov/air-quality-implementation-plans/menu-control-measures-naaqs-implementation |  | - | - | - | Revised | Revised | TRUE | P - 4NOx | Cost effectiveness is variable and based on: plant size, the total capital cost of $32.41 per kW, and the fixed O&M of $0.49 per kW per year.
- | P - 5 | Utility Boiler - Coal/ Tangential | Low NOx Coal-and-Air Nozzles with Cross-Coupled and Separated Overfire Air | NOx | 10% | 62% | Cost effectiveness is variable and based on plant size: for a 300MW plant, total capital cost of $37.64 per kW; the fixed O&M costs of $0.30 per kW per year; and variable O&M costs of $0.030 mills per kWh. The scaling factor for plants from 25MW (Capital Cost and Fixed O&M only) = (300/capacity)^(0.359). | 0.04004% | 1292.3965 |  | EPA's Menu of Control Measures for NAAQS Implementation | https://www.epa.gov/air-quality-implementation-plans/menu-control-measures-naaqs-implementation |  | - | - | - | Revised | Revised | TRUE | P - 5NOx | Cost effectiveness is variable and based on plant size: for a 300MW plant, total capital cost of $37.64 per kW; the fixed O&M costs of $0.30 per kW per year; and variable O&M costs of $0.030 mills per kWh. The scaling factor for plants from 25MW (Capital Cost and Fixed O&M only) = (300/capacity)^(0.359).
- | P - 6 | Utility Boiler - Coal/ Tangential | Low NOx Coal-and-Air Nozzles with Cross-Coupled Overfire Air | NOx | 10% | 42% | Cost effectiveness is variable and based on plant size: for a 300MW plant, total capital cost of $23.77 per kW; the fixed O&M costs of $0.20 per kW per year; and variable O&M costs of $0.000 mills per kWh. The scaling factor for plants from 25MW (Capital Cost and Fixed O&M only) = (300/capacity)^(0.359). | 0.04004% | 875.4944 |  | EPA's Menu of Control Measures for NAAQS Implementation | https://www.epa.gov/air-quality-implementation-plans/menu-control-measures-naaqs-implementation |  | - | - | - | - | - | TRUE | P - 6NOx | Cost effectiveness is variable and based on plant size: for a 300MW plant, total capital cost of $23.77 per kW; the fixed O&M costs of $0.20 per kW per year; and variable O&M costs of $0.000 mills per kWh. The scaling factor for plants from 25MW (Capital Cost and Fixed O&M only) = (300/capacity)^(0.359).
- | P - 7 | Utility Boiler - Coal/ Tangential | Low NOx Coal-and-Air Nozzles with Separated Overfire Air | NOx | 10% | 47% | Cost effectiveness is variable and based on plant size: for a 300MW plant, total capital cost of $32.69 per kW; the fixed O&M costs of $0.20 per kW per year; and variable O&M costs of $0.030 mills per kWh. The scaling factor for plants from 25MW (Capital Cost and Fixed O&M only) = (300/capacity)^(0.359). | 0.04004% | 979.7199 |  | EPA's Menu of Control Measures for NAAQS Implementation | https://www.epa.gov/air-quality-implementation-plans/menu-control-measures-naaqs-implementation |  | - | - | - | - | - | TRUE | P - 7NOx | Cost effectiveness is variable and based on plant size: for a 300MW plant, total capital cost of $32.69 per kW; the fixed O&M costs of $0.20 per kW per year; and variable O&M costs of $0.030 mills per kWh. The scaling factor for plants from 25MW (Capital Cost and Fixed O&M only) = (300/capacity)^(0.359).
- | P - 8 | Utility Boiler - Coal/ Tangential | Natural Gas Reburn | NOx | 10% | 50% | Cost effectiveness is variable and based on: plant size, the total capital cost of $32.41 per kW, and the fixed O&M of $0.49 per kW per year. | 0.00354% | 248.2878 |  | EPA's Menu of Control Measures for NAAQS Implementation | https://www.epa.gov/air-quality-implementation-plans/menu-control-measures-naaqs-implementation |  | - | - | - | Revised | Revised | TRUE | P - 8NOx | Cost effectiveness is variable and based on: plant size, the total capital cost of $32.41 per kW, and the fixed O&M of $0.49 per kW per year.
- | P - 9 | Utility Boiler - Coal/ Tangential | Selective Catalytic Reduction | NOx | 10% | 90% | 1808 | 0.00354% | 446.918 |  | 1.) EPA's Menu of Control Measures for NAAQS Implementation 2.) EPA Clean Air Technology Center (EPA-425/F-03-032) | https://www.epa.gov/air-quality-implementation-plans/menu-control-measures-naaqs-implementation | https://nepis.epa.gov/Exe/ZyNET.exe/P100RQ6Y.txt?ZyActionD=ZyDocument&Client=EPA&Index=2016%20Thru%202020%7C1991%20Thru%201994%7C2011%20Thru%202015%7C1986%20Thru%201990%7C2006%20Thru%202010%7C1981%20Thru%201985%7C2000%20Thru%202005%7C1976%20Thru%201980%7C1995%20Thru%201999%7CPrior%20to%201976%7CHardcopy%20Publications&Docs=&Query=452f03031&Time=&EndTime=&SearchMethod=2&TocRestrict=n&Toc=&TocEntry=&QField=&QFieldYear=&QFieldMonth=&QFieldDay=&UseQField=&IntQFieldOp=0&ExtQFieldOp=0&XmlQuery=&File=D%3A%5CZYFILES%5CINDEX%20DATA%5C00THRU05%5CTXT%5C00000036%5CP100RQ6Y.txt&User=ANONYMOUS&Password=anonymous&SortMethod=h%7C-&MaximumDocuments=15&FuzzyDegree=0&ImageQuality=r85g16/r85g16/x150y150g16/i500&Display=hpfr&DefSeekPage=x&SearchBack=ZyActionL&Back=ZyActionS&BackDesc=Results%20page&MaximumPages=1&ZyEntry=1&SeekPage=x | - | - | - | - | - | TRUE | P - 9NOx | 1808
- | P - 10 | Utility Boiler - Coal/ Tangential | Selective Non-Catalytic Reduction | NOx | 10% | 42.5% | - Pulverized: cost effectiveness is variable and based on heat rate: total capital cost of $44.58/kW for 9,000Btu/kWh to $47.55/kW for 11,000Btu/kWh; fixed O&M costs of $0.99 per kW per year (do not depend on heat rate); variable O&M costs of $0.87 mills per kWh for 9,000Btu/kWh to 1.07 mills per kWh for 11,000Btu/kWh. - Fluidized: cost effectiveness is variable and based on plant size & heat rate: capital cost of $8.92/kW for 1000MW & 9,000Btu/kWh to $35.66/kW for 100MW & 11,000Btu/kWh; fixed O&M costs of $0.99 per kW per year for 1000MW to $0.89per kW per year for 100MW (do not depend on heat rate); variable O&M costs of $0.87 mills per kWh for 9,000Btu/kWh to 1.07 mills per kWh for 11,000Btu/kWh. | 0.00354% | 211.0446 |  | 1.) EPA's Menu of Control Measures for NAAQS Implementation 2.) EPA Clean Air Technology Center (EPA-425/F-03-031) | https://www.epa.gov/air-quality-implementation-plans/menu-control-measures-naaqs-implementation | https://nepis.epa.gov/Exe/ZyNET.exe/P100RQ6Y.txt?ZyActionD=ZyDocument&Client=EPA&Index=2016%20Thru%202020%7C1991%20Thru%201994%7C2011%20Thru%202015%7C1986%20Thru%201990%7C2006%20Thru%202010%7C1981%20Thru%201985%7C2000%20Thru%202005%7C1976%20Thru%201980%7C1995%20Thru%201999%7CPrior%20to%201976%7CHardcopy%20Publications&Docs=&Query=452f03031&Time=&EndTime=&SearchMethod=2&TocRestrict=n&Toc=&TocEntry=&QField=&QFieldYear=&QFieldMonth=&QFieldDay=&UseQField=&IntQFieldOp=0&ExtQFieldOp=0&XmlQuery=&File=D%3A%5CZYFILES%5CINDEX%20DATA%5C00THRU05%5CTXT%5C00000036%5CP100RQ6Y.txt&User=ANONYMOUS&Password=anonymous&SortMethod=h%7C-&MaximumDocuments=15&FuzzyDegree=0&ImageQuality=r85g16/r85g16/x150y150g16/i500&Display=hpfr&DefSeekPage=x&SearchBack=ZyActionL&Back=ZyActionS&BackDesc=Results%20page&MaximumPages=1&ZyEntry=1&SeekPage=x | - | - | - | - | - | TRUE | P - 10NOx | - Pulverized: cost effectiveness is variable and based on heat rate: total capital cost of $44.58/kW for 9,000Btu/kWh to $47.55/kW for 11,000Btu/kWh; fixed O&M costs of $0.99 per kW per year (do not depend on heat rate); variable O&M costs of $0.87 mills per kWh for 9,000Btu/kWh to 1.07 mills per kWh for 11,000Btu/kWh. - Fluidized: cost effectiveness is variable and based on plant size & heat rate: capital cost of $8.92/kW for 1000MW & 9,000Btu/kWh to $35.66/kW for 100MW & 11,000Btu/kWh; fixed O&M costs of $0.99 per kW per year for 1000MW to $0.89per kW per year for 100MW (do not depend on heat rate); variable O&M costs of $0.87 mills per kWh for 9,000Btu/kWh to 1.07 mills per kWh for 11,000Btu/kWh.
EmissRed | P - 11 | Utility Boiler - Coal/ Wall Fired | Selective Catalytic Reduction | NOx | 10% | 85% | 3500 | 0.06204% | 4754.1649 |  | 1.) EPA's Menu of Control Measures for NAAQS Implementation 2.) EPA Clean Air Technology Center (EPA-425/F-03-032) | https://www.epa.gov/air-quality-implementation-plans/menu-control-measures-naaqs-implementation | https://nepis.epa.gov/Exe/ZyNET.exe/P100RQ6Y.txt?ZyActionD=ZyDocument&Client=EPA&Index=2016%20Thru%202020%7C1991%20Thru%201994%7C2011%20Thru%202015%7C1986%20Thru%201990%7C2006%20Thru%202010%7C1981%20Thru%201985%7C2000%20Thru%202005%7C1976%20Thru%201980%7C1995%20Thru%201999%7CPrior%20to%201976%7CHardcopy%20Publications&Docs=&Query=452f03031&Time=&EndTime=&SearchMethod=2&TocRestrict=n&Toc=&TocEntry=&QField=&QFieldYear=&QFieldMonth=&QFieldDay=&UseQField=&IntQFieldOp=0&ExtQFieldOp=0&XmlQuery=&File=D%3A%5CZYFILES%5CINDEX%20DATA%5C00THRU05%5CTXT%5C00000036%5CP100RQ6Y.txt&User=ANONYMOUS&Password=anonymous&SortMethod=h%7C-&MaximumDocuments=15&FuzzyDegree=0&ImageQuality=r85g16/r85g16/x150y150g16/i500&Display=hpfr&DefSeekPage=x&SearchBack=ZyActionL&Back=ZyActionS&BackDesc=Results%20page&MaximumPages=1&ZyEntry=1&SeekPage=x | - | - | - | Revised | Revised | TRUE | P - 11NOx | 3500
EmissRed | P - 12 | Utility Boiler - Coal/ Wall Fired | Selective Non-Catalytic Reduction | NOx | 10% | 37.5% | 1450 | 0.06204% | 2097.4257 |  | 1.) EPA's Menu of Control Measures for NAAQS Implementation 2.) EPA Clean Air Technology Center (EPA-425/F-03-031) | https://www.epa.gov/air-quality-implementation-plans/menu-control-measures-naaqs-implementation | https://nepis.epa.gov/Exe/ZyNET.exe/P100RQ6Y.txt?ZyActionD=ZyDocument&Client=EPA&Index=2016%20Thru%202020%7C1991%20Thru%201994%7C2011%20Thru%202015%7C1986%20Thru%201990%7C2006%20Thru%202010%7C1981%20Thru%201985%7C2000%20Thru%202005%7C1976%20Thru%201980%7C1995%20Thru%201999%7CPrior%20to%201976%7CHardcopy%20Publications&Docs=&Query=452f03031&Time=&EndTime=&SearchMethod=2&TocRestrict=n&Toc=&TocEntry=&QField=&QFieldYear=&QFieldMonth=&QFieldDay=&UseQField=&IntQFieldOp=0&ExtQFieldOp=0&XmlQuery=&File=D%3A%5CZYFILES%5CINDEX%20DATA%5C00THRU05%5CTXT%5C00000036%5CP100RQ6Y.txt&User=ANONYMOUS&Password=anonymous&SortMethod=h%7C-&MaximumDocuments=15&FuzzyDegree=0&ImageQuality=r85g16/r85g16/x150y150g16/i500&Display=hpfr&DefSeekPage=x&SearchBack=ZyActionL&Back=ZyActionS&BackDesc=Results%20page&MaximumPages=1&ZyEntry=1&SeekPage=x | - | - | - | Revised | Revised | TRUE | P - 12NOx | 1450
EmissRed | P - 13 | Utility Boiler - Subbituminous Coal -Wall Fired | Low NOx Burner and Over Fire Air | NOx | 10% | 72% | Cost effectiveness is variable and based on plant size: for a 300MW plant, total capital cost of $60.43 per kW; the fixed O&M costs of $0.40 per kW per year; and variable O&M costs of $0.090 mills per kWh. The scaling factor for plants from 25MW (Capital Cost and Fixed O&M only) = (300/capacity)^(0.359). | 0.05298% | 2037.0017 |  | 1.) EPA's Menu of Control Measures for NAAQS Implementation 2.) RACT/BACT/LAER Clearinghouse (RBLC) | https://www.epa.gov/air-quality-implementation-plans/menu-control-measures-naaqs-implementation | https://cfpub.epa.gov/rblc/index.cfm?action=Home.Home&lang=en | - | - | - | Revised | Revised | TRUE | P - 13NOx | Cost effectiveness is variable and based on plant size: for a 300MW plant, total capital cost of $60.43 per kW; the fixed O&M costs of $0.40 per kW per year; and variable O&M costs of $0.090 mills per kWh. The scaling factor for plants from 25MW (Capital Cost and Fixed O&M only) = (300/capacity)^(0.359).
- | P - 14 | Utility Boiler - Subbituminous Coal/ Wall Fired | Low NOx Burner | NOx | 10% | 57% | Cost effectiveness is variable and based on plant size. For a 300MW plant, total capital cost of $44.58 per kW; fixed O&M costs of $0.30 per kW per year; and variable O&M costs of $0.07 mills per kW per year. Scaling factor for plants from 25MW (Capital Cost and Fixed O&M only) = (300/capacity)^(0.359). | 0.05298% | 1612.6263 |  | EPA's Menu of Control Measures for NAAQS Implementation | https://www.epa.gov/air-quality-implementation-plans/menu-control-measures-naaqs-implementation |  | - | - | - | Revised | Revised | TRUE | P - 14NOx | Cost effectiveness is variable and based on plant size. For a 300MW plant, total capital cost of $44.58 per kW; fixed O&M costs of $0.30 per kW per year; and variable O&M costs of $0.07 mills per kW per year. Scaling factor for plants from 25MW (Capital Cost and Fixed O&M only) = (300/capacity)^(0.359).
EmissRed | P - 15 | Coal Fired EGU | Non-Thermal Plasma | NOx | 10% | 90% | 1825 | 0.1091% | 6957.5231 |  | EPA Clean Air Technology Center (EPA-456/R-05-001) | https://nepis.epa.gov/Exe/ZyNET.exe/P1005HIB.txt?ZyActionD=ZyDocument&Client=EPA&Index=2016%20Thru%202020%7C1991%20Thru%201994%7C2011%20Thru%202015%7C1986%20Thru%201990%7C2006%20Thru%202010%7C1981%20Thru%201985%7C2000%20Thru%202005%7C1976%20Thru%201980%7C1995%20Thru%201999%7CPrior%20to%201976%7CHardcopy%20Publications&Docs=&Query=456r05001&Time=&EndTime=&SearchMethod=2&TocRestrict=n&Toc=&TocEntry=&QField=&QFieldYear=&QFieldMonth=&QFieldDay=&UseQField=&IntQFieldOp=0&ExtQFieldOp=0&XmlQuery=&File=D%3A%5CZYFILES%5CINDEX%20DATA%5C00THRU05%5CTXT%5C00000022%5CP1005HIB.txt&User=ANONYMOUS&Password=anonymous&SortMethod=h%7C-&MaximumDocuments=15&FuzzyDegree=0&ImageQuality=r85g16/r85g16/x150y150g16/i500&Display=hpfr&DefSeekPage=x&SearchBack=ZyActionL&Back=ZyActionS&BackDesc=Results%20page&MaximumPages=1&ZyEntry=1&SeekPage=x |  | - | - | - | Revised | Revised | TRUE | P - 15NOx | 1825
- | P - 16 | External Combustion Boilers - Natural Gas (Tangential or Non-Tangential Firing) | Natural Gas Reburn | NOx | 10% | 50% | 2352 | 0.0129% | 248.2992 |  | EPA's Menu of Control Measures for NAAQS Implementation | https://www.epa.gov/air-quality-implementation-plans/menu-control-measures-naaqs-implementation |  | - | - | - | Revised | Revised | TRUE | P - 16NOx | 2352
- | P - 17 | Natural Gas Fired EGU | Non-Thermal Plasma | NOx | 10% | 90% | 1825 | 0.0129% | 446.9386 |  | EPA Clean Air Technology Center (EPA-456/R-05-001) | https://nepis.epa.gov/Exe/ZyNET.exe/P1005HIB.txt?ZyActionD=ZyDocument&Client=EPA&Index=2016%20Thru%202020%7C1991%20Thru%201994%7C2011%20Thru%202015%7C1986%20Thru%201990%7C2006%20Thru%202010%7C1981%20Thru%201985%7C2000%20Thru%202005%7C1976%20Thru%201980%7C1995%20Thru%201999%7CPrior%20to%201976%7CHardcopy%20Publications&Docs=&Query=456r05001&Time=&EndTime=&SearchMethod=2&TocRestrict=n&Toc=&TocEntry=&QField=&QFieldYear=&QFieldMonth=&QFieldDay=&UseQField=&IntQFieldOp=0&ExtQFieldOp=0&XmlQuery=&File=D%3A%5CZYFILES%5CINDEX%20DATA%5C00THRU05%5CTXT%5C00000022%5CP1005HIB.txt&User=ANONYMOUS&Password=anonymous&SortMethod=h%7C-&MaximumDocuments=15&FuzzyDegree=0&ImageQuality=r85g16/r85g16/x150y150g16/i500&Display=hpfr&DefSeekPage=x&SearchBack=ZyActionL&Back=ZyActionS&BackDesc=Results%20page&MaximumPages=1&ZyEntry=1&SeekPage=x |  | - | - | - | Revised | Revised | TRUE | P - 17NOx | 1825
C-E | P - 18 | Cement Kilns | Biosolid Injection Technology | NOx | 10% | 23% | 407 | 0.02201% | 109.0655 |  | EPA's Menu of Control Measures for NAAQS Implementation | https://www.epa.gov/air-quality-implementation-plans/menu-control-measures-naaqs-implementation |  | - | - | - | Revised | Revised | TRUE | P - 18NOx | 407
C-E | P - 19 | Cement Kilns | Changing feed composition | NOx | 10% | 32.5% | 587 | 0.02201% | 154.1143 |  | EPA's Menu of Control Measures for NAAQS Implementation | https://www.epa.gov/air-quality-implementation-plans/menu-control-measures-naaqs-implementation |  | - | - | - | - | - | TRUE | P - 19NOx | 587
- | P - 20 | Cement Kilns | Process Control Systems | NOx | 10% | <25% | N/A | 0.02201% | 118.5494 |  | EPA's Menu of Control Measures for NAAQS Implementation | https://www.epa.gov/air-quality-implementation-plans/menu-control-measures-naaqs-implementation |  | - | - | - | - | - | TRUE | P - 20NOx | N/A
- | P - 21 | Cement Manufacturing - Dry Process | Selective Non-Catalytic Reduction - Ammonia | NOx | 10% | 45% | 1407 | 0.02288% | 271.1573 |  | 1.) EPA's Menu of Control Measures for NAAQS Implementation 2.) EPA Clean Air Technology Center (EPA-425/F-03-031) | https://www.epa.gov/air-quality-implementation-plans/menu-control-measures-naaqs-implementation | https://nepis.epa.gov/Exe/ZyNET.exe/P100RQ6Y.txt?ZyActionD=ZyDocument&Client=EPA&Index=2016%20Thru%202020%7C1991%20Thru%201994%7C2011%20Thru%202015%7C1986%20Thru%201990%7C2006%20Thru%202010%7C1981%20Thru%201985%7C2000%20Thru%202005%7C1976%20Thru%201980%7C1995%20Thru%201999%7CPrior%20to%201976%7CHardcopy%20Publications&Docs=&Query=452f03031&Time=&EndTime=&SearchMethod=2&TocRestrict=n&Toc=&TocEntry=&QField=&QFieldYear=&QFieldMonth=&QFieldDay=&UseQField=&IntQFieldOp=0&ExtQFieldOp=0&XmlQuery=&File=D%3A%5CZYFILES%5CINDEX%20DATA%5C00THRU05%5CTXT%5C00000036%5CP100RQ6Y.txt&User=ANONYMOUS&Password=anonymous&SortMethod=h%7C-&MaximumDocuments=15&FuzzyDegree=0&ImageQuality=r85g16/r85g16/x150y150g16/i500&Display=hpfr&DefSeekPage=x&SearchBack=ZyActionL&Back=ZyActionS&BackDesc=Results%20page&MaximumPages=1&ZyEntry=1&SeekPage=x | - | - | - | Revised | Revised | TRUE | P - 21NOx | 1407
- | P - 22 | Cement Manufacturing - Dry Process | Selective Non-Catalytic Reduction - Urea | NOx | 10% | 45% | 1450 | 0.02486% | 412.906 |  | 1.) EPA's Menu of Control Measures for NAAQS Implementation 2.) EPA Clean Air Technology Center (EPA-425/F-03-031) | https://www.epa.gov/air-quality-implementation-plans/menu-control-measures-naaqs-implementation | https://nepis.epa.gov/Exe/ZyNET.exe/P100RQ6Y.txt?ZyActionD=ZyDocument&Client=EPA&Index=2016%20Thru%202020%7C1991%20Thru%201994%7C2011%20Thru%202015%7C1986%20Thru%201990%7C2006%20Thru%202010%7C1981%20Thru%201985%7C2000%20Thru%202005%7C1976%20Thru%201980%7C1995%20Thru%201999%7CPrior%20to%201976%7CHardcopy%20Publications&Docs=&Query=452f03031&Time=&EndTime=&SearchMethod=2&TocRestrict=n&Toc=&TocEntry=&QField=&QFieldYear=&QFieldMonth=&QFieldDay=&UseQField=&IntQFieldOp=0&ExtQFieldOp=0&XmlQuery=&File=D%3A%5CZYFILES%5CINDEX%20DATA%5C00THRU05%5CTXT%5C00000036%5CP100RQ6Y.txt&User=ANONYMOUS&Password=anonymous&SortMethod=h%7C-&MaximumDocuments=15&FuzzyDegree=0&ImageQuality=r85g16/r85g16/x150y150g16/i500&Display=hpfr&DefSeekPage=x&SearchBack=ZyActionL&Back=ZyActionS&BackDesc=Results%20page&MaximumPages=1&ZyEntry=1&SeekPage=x | - | - | - | Revised | Revised | TRUE | P - 22NOx | 1450
C-E | P - 23 | Cement Manufacturing - Dry Process or Wet Process | Low NOx Burner | NOx | 10% | 25% | 577 | 0.001984% | 78.7492 |  | EPA's Menu of Control Measures for NAAQS Implementation | https://www.epa.gov/air-quality-implementation-plans/menu-control-measures-naaqs-implementation |  | - | - | - | Revised | Revised | TRUE | P - 23NOx | 577
C-E | P - 24 | Cement Manufacturing - Dry Process or Wet Process | Mid-Kiln Firing | NOx | 10% | 30% | 72 | 0.001984% | 94.4991 |  | EPA's Menu of Control Measures for NAAQS Implementation | https://www.epa.gov/air-quality-implementation-plans/menu-control-measures-naaqs-implementation |  | - | - | - | - | - | TRUE | P - 24NOx | 72
R-Select | P - 25 | Cement Manufacturing - Wet Process | Selective Catalytic Reduction | NOx | 10% | 85% | 3388 | 0.001984% | 267.7474 |  | 1.) EPA's Menu of Control Measures for NAAQS Implementation 2.) EPA Clean Air Technology Center (EPA-425/F-03-032) | https://www.epa.gov/air-quality-implementation-plans/menu-control-measures-naaqs-implementation | https://nepis.epa.gov/Exe/ZyNET.exe/P100RQ6Y.txt?ZyActionD=ZyDocument&Client=EPA&Index=2016%20Thru%202020%7C1991%20Thru%201994%7C2011%20Thru%202015%7C1986%20Thru%201990%7C2006%20Thru%202010%7C1981%20Thru%201985%7C2000%20Thru%202005%7C1976%20Thru%201980%7C1995%20Thru%201999%7CPrior%20to%201976%7CHardcopy%20Publications&Docs=&Query=452f03031&Time=&EndTime=&SearchMethod=2&TocRestrict=n&Toc=&TocEntry=&QField=&QFieldYear=&QFieldMonth=&QFieldDay=&UseQField=&IntQFieldOp=0&ExtQFieldOp=0&XmlQuery=&File=D%3A%5CZYFILES%5CINDEX%20DATA%5C00THRU05%5CTXT%5C00000036%5CP100RQ6Y.txt&User=ANONYMOUS&Password=anonymous&SortMethod=h%7C-&MaximumDocuments=15&FuzzyDegree=0&ImageQuality=r85g16/r85g16/x150y150g16/i500&Display=hpfr&DefSeekPage=x&SearchBack=ZyActionL&Back=ZyActionS&BackDesc=Results%20page&MaximumPages=1&ZyEntry=1&SeekPage=x | - | - | - | - | - | TRUE | P - 25NOx | 3388
- | P - 26 | In-Process - Bituminous Coal - Cement Kilns or Lime Kilns | Selective Catalytic Reduction | NOx | 10% | 85% | 2277 | 0% | 0 |  | 1.) EPA's Menu of Control Measures for NAAQS Implementation 2.) EPA Clean Air Technology Center (EPA-425/F-03-032) | https://www.epa.gov/air-quality-implementation-plans/menu-control-measures-naaqs-implementation | https://nepis.epa.gov/Exe/ZyNET.exe/P100RQ6Y.txt?ZyActionD=ZyDocument&Client=EPA&Index=2016%20Thru%202020%7C1991%20Thru%201994%7C2011%20Thru%202015%7C1986%20Thru%201990%7C2006%20Thru%202010%7C1981%20Thru%201985%7C2000%20Thru%202005%7C1976%20Thru%201980%7C1995%20Thru%201999%7CPrior%20to%201976%7CHardcopy%20Publications&Docs=&Query=452f03031&Time=&EndTime=&SearchMethod=2&TocRestrict=n&Toc=&TocEntry=&QField=&QFieldYear=&QFieldMonth=&QFieldDay=&UseQField=&IntQFieldOp=0&ExtQFieldOp=0&XmlQuery=&File=D%3A%5CZYFILES%5CINDEX%20DATA%5C00THRU05%5CTXT%5C00000036%5CP100RQ6Y.txt&User=ANONYMOUS&Password=anonymous&SortMethod=h%7C-&MaximumDocuments=15&FuzzyDegree=0&ImageQuality=r85g16/r85g16/x150y150g16/i500&Display=hpfr&DefSeekPage=x&SearchBack=ZyActionL&Back=ZyActionS&BackDesc=Results%20page&MaximumPages=1&ZyEntry=1&SeekPage=x | - | - | - | Revised | Revised | TRUE | P - 26NOx | 2277
- | P - 27 | In-Process - Bituminous Coal - Cement Kilns or Lime Kilns | Selective Non-Catalytic Reduction - Urea | NOx | 10% | 45% | 1714 | 0.0001315% | 0.016391 |  | 1.) EPA's Menu of Control Measures for NAAQS Implementation 2.) EPA Clean Air Technology Center (EPA-425/F-03-031) | https://www.epa.gov/air-quality-implementation-plans/menu-control-measures-naaqs-implementation | https://nepis.epa.gov/Exe/ZyNET.exe/P100RQ6Y.txt?ZyActionD=ZyDocument&Client=EPA&Index=2016%20Thru%202020%7C1991%20Thru%201994%7C2011%20Thru%202015%7C1986%20Thru%201990%7C2006%20Thru%202010%7C1981%20Thru%201985%7C2000%20Thru%202005%7C1976%20Thru%201980%7C1995%20Thru%201999%7CPrior%20to%201976%7CHardcopy%20Publications&Docs=&Query=452f03031&Time=&EndTime=&SearchMethod=2&TocRestrict=n&Toc=&TocEntry=&QField=&QFieldYear=&QFieldMonth=&QFieldDay=&UseQField=&IntQFieldOp=0&ExtQFieldOp=0&XmlQuery=&File=D%3A%5CZYFILES%5CINDEX%20DATA%5C00THRU05%5CTXT%5C00000036%5CP100RQ6Y.txt&User=ANONYMOUS&Password=anonymous&SortMethod=h%7C-&MaximumDocuments=15&FuzzyDegree=0&ImageQuality=r85g16/r85g16/x150y150g16/i500&Display=hpfr&DefSeekPage=x&SearchBack=ZyActionL&Back=ZyActionS&BackDesc=Results%20page&MaximumPages=1&ZyEntry=1&SeekPage=x | - | - | - | Revised | Revised | TRUE | P - 27NOx | 1714
- | P - 28 | Cement Kilns | Non-Thermal Plasma | NOx | 10% | 90% | 1825 | 0.02499% | 825.8447 |  | EPA Clean Air Technology Center (EPA-456/R-05-001) | https://nepis.epa.gov/Exe/ZyNET.exe/P1005HIB.txt?ZyActionD=ZyDocument&Client=EPA&Index=2016%20Thru%202020%7C1991%20Thru%201994%7C2011%20Thru%202015%7C1986%20Thru%201990%7C2006%20Thru%202010%7C1981%20Thru%201985%7C2000%20Thru%202005%7C1976%20Thru%201980%7C1995%20Thru%201999%7CPrior%20to%201976%7CHardcopy%20Publications&Docs=&Query=456r05001&Time=&EndTime=&SearchMethod=2&TocRestrict=n&Toc=&TocEntry=&QField=&QFieldYear=&QFieldMonth=&QFieldDay=&UseQField=&IntQFieldOp=0&ExtQFieldOp=0&XmlQuery=&File=D%3A%5CZYFILES%5CINDEX%20DATA%5C00THRU05%5CTXT%5C00000022%5CP1005HIB.txt&User=ANONYMOUS&Password=anonymous&SortMethod=h%7C-&MaximumDocuments=15&FuzzyDegree=0&ImageQuality=r85g16/r85g16/x150y150g16/i500&Display=hpfr&DefSeekPage=x&SearchBack=ZyActionL&Back=ZyActionS&BackDesc=Results%20page&MaximumPages=1&ZyEntry=1&SeekPage=x |  | - | - | - | Revised | Revised | TRUE | P - 28NOx | 1825
- | P - 29 | Cement Industry | Transition to zero and near-zero emission technologies for stationary sources | NOx | NA | NA | NA | 0% | NA | electrification technology not sufficiently demonstrated yet | South Coast AQMD 2016 air quality management plan | https://www.aqmd.gov/home/rules-compliance/rules | https://www.nrel.gov/docs/fy18osti/72311.pdf | - | - | Revised | Revised | - | TRUE | P - 29NOx | NA
- | P - 30 | Iron & Steel - In-Process Combustion - Bituminous Coal | Selective Catalytic Reduction | NOx | 10% | 85% | 3574.5 | 0.03975% | 118.6653 |  | 1.) EPA's Menu of Control Measures for NAAQS Implementation 2.) EPA Clean Air Technology Center (EPA-425/F-03-032) | https://www.epa.gov/air-quality-implementation-plans/menu-control-measures-naaqs-implementation | https://nepis.epa.gov/Exe/ZyNET.exe/P100RQ6Y.txt?ZyActionD=ZyDocument&Client=EPA&Index=2016%20Thru%202020%7C1991%20Thru%201994%7C2011%20Thru%202015%7C1986%20Thru%201990%7C2006%20Thru%202010%7C1981%20Thru%201985%7C2000%20Thru%202005%7C1976%20Thru%201980%7C1995%20Thru%201999%7CPrior%20to%201976%7CHardcopy%20Publications&Docs=&Query=452f03031&Time=&EndTime=&SearchMethod=2&TocRestrict=n&Toc=&TocEntry=&QField=&QFieldYear=&QFieldMonth=&QFieldDay=&UseQField=&IntQFieldOp=0&ExtQFieldOp=0&XmlQuery=&File=D%3A%5CZYFILES%5CINDEX%20DATA%5C00THRU05%5CTXT%5C00000036%5CP100RQ6Y.txt&User=ANONYMOUS&Password=anonymous&SortMethod=h%7C-&MaximumDocuments=15&FuzzyDegree=0&ImageQuality=r85g16/r85g16/x150y150g16/i500&Display=hpfr&DefSeekPage=x&SearchBack=ZyActionL&Back=ZyActionS&BackDesc=Results%20page&MaximumPages=1&ZyEntry=1&SeekPage=x | - | - | - | Revised | Revised | TRUE | P - 30NOx | 3574.5
- | P - 31 | Iron & Steel - In-Process Combustion - Natural Gas and Process Gas - Coke Oven Gas | Low NOx Burner | NOx | 10% | 50% | 3210 | 0.03975% | 69.8031 |  | EPA's Menu of Control Measures for NAAQS Implementation | https://www.epa.gov/air-quality-implementation-plans/menu-control-measures-naaqs-implementation |  | - | - | - | Revised | Revised | TRUE | P - 31NOx | 3210
- | P - 32 | Iron & Steel - In-Process Combustion - Natural Gas and Process Gas - Coke Oven Gas | Selective Catalytic Reduction | NOx | 10% | 85% | 3985 | 0.03975% | 118.6653 |  | 1.) EPA's Menu of Control Measures for NAAQS Implementation 2.) EPA Clean Air Technology Center (EPA-425/F-03-032) | https://www.epa.gov/air-quality-implementation-plans/menu-control-measures-naaqs-implementation | https://nepis.epa.gov/Exe/ZyNET.exe/P100RQ6Y.txt?ZyActionD=ZyDocument&Client=EPA&Index=2016%20Thru%202020%7C1991%20Thru%201994%7C2011%20Thru%202015%7C1986%20Thru%201990%7C2006%20Thru%202010%7C1981%20Thru%201985%7C2000%20Thru%202005%7C1976%20Thru%201980%7C1995%20Thru%201999%7CPrior%20to%201976%7CHardcopy%20Publications&Docs=&Query=452f03031&Time=&EndTime=&SearchMethod=2&TocRestrict=n&Toc=&TocEntry=&QField=&QFieldYear=&QFieldMonth=&QFieldDay=&UseQField=&IntQFieldOp=0&ExtQFieldOp=0&XmlQuery=&File=D%3A%5CZYFILES%5CINDEX%20DATA%5C00THRU05%5CTXT%5C00000036%5CP100RQ6Y.txt&User=ANONYMOUS&Password=anonymous&SortMethod=h%7C-&MaximumDocuments=15&FuzzyDegree=0&ImageQuality=r85g16/r85g16/x150y150g16/i500&Display=hpfr&DefSeekPage=x&SearchBack=ZyActionL&Back=ZyActionS&BackDesc=Results%20page&MaximumPages=1&ZyEntry=1&SeekPage=x | - | - | - | Revised | Revised | TRUE | P - 32NOx | 3985
- | P - 33 | Iron & Steel - In-Process Combustion - Process Gas -Coke Oven/ Blast Furnace | Low NOx Burner and Flue Gas Recirculation | NOx | 10% | 55% | 4542 | 0.03975% | 76.7834 |  | EPA's Menu of Control Measures for NAAQS Implementation | https://www.epa.gov/air-quality-implementation-plans/menu-control-measures-naaqs-implementation |  | - | - | - | Revised | Revised | TRUE | P - 33NOx | 4542
- | P - 34 | Iron & Steel - In-Process Combustion - Residual Oil | Selective Catalytic Reduction | NOx | 10% | 85% | 3687 | 0.03975% | 118.6653 |  | 1.) EPA's Menu of Control Measures for NAAQS Implementation 2.) EPA Clean Air Technology Center (EPA-425/F-03-032) | https://www.epa.gov/air-quality-implementation-plans/menu-control-measures-naaqs-implementation | https://nepis.epa.gov/Exe/ZyNET.exe/P100RQ6Y.txt?ZyActionD=ZyDocument&Client=EPA&Index=2016%20Thru%202020%7C1991%20Thru%201994%7C2011%20Thru%202015%7C1986%20Thru%201990%7C2006%20Thru%202010%7C1981%20Thru%201985%7C2000%20Thru%202005%7C1976%20Thru%201980%7C1995%20Thru%201999%7CPrior%20to%201976%7CHardcopy%20Publications&Docs=&Query=452f03031&Time=&EndTime=&SearchMethod=2&TocRestrict=n&Toc=&TocEntry=&QField=&QFieldYear=&QFieldMonth=&QFieldDay=&UseQField=&IntQFieldOp=0&ExtQFieldOp=0&XmlQuery=&File=D%3A%5CZYFILES%5CINDEX%20DATA%5C00THRU05%5CTXT%5C00000036%5CP100RQ6Y.txt&User=ANONYMOUS&Password=anonymous&SortMethod=h%7C-&MaximumDocuments=15&FuzzyDegree=0&ImageQuality=r85g16/r85g16/x150y150g16/i500&Display=hpfr&DefSeekPage=x&SearchBack=ZyActionL&Back=ZyActionS&BackDesc=Results%20page&MaximumPages=1&ZyEntry=1&SeekPage=x | - | - | - | - | - | TRUE | P - 34NOx | 3687
- | P - 35 | Iron & Steel Mills - Annealing | Low NOx Burner | NOx | 10% | 50% | 915 | 0% | 0 |  | EPA's Menu of Control Measures for NAAQS Implementation | https://www.epa.gov/air-quality-implementation-plans/menu-control-measures-naaqs-implementation |  | - | - | - | Revised | Revised | TRUE | P - 35NOx | 915
- | P - 36 | Iron & Steel Mills - Annealing | Low NOx Burner and Flue Gas Recirculation | NOx | 10% | 60% | 1204 | 0% | 0 |  | EPA's Menu of Control Measures for NAAQS Implementation | https://www.epa.gov/air-quality-implementation-plans/menu-control-measures-naaqs-implementation |  | - | - | - | Revised | Revised | TRUE | P - 36NOx | 1204
- | P - 37 | Iron & Steel Mills - Annealing | Low NOx Burner and Selective Catalytic Reduction | NOx | 10% | 90% | 6548 | 0% | 0 |  | EPA's Menu of Control Measures for NAAQS Implementation | https://www.epa.gov/air-quality-implementation-plans/menu-control-measures-naaqs-implementation |  | - | - | - | Revised | Revised | TRUE | P - 37NOx | 6548
- | P - 38 | Iron & Steel Mills - Annealing | Low NOx Burner and Selective Non Catalytic Reduction | NOx | 10% | 80% | 2761 | 0% | 0 |  | EPA's Menu of Control Measures for NAAQS Implementation | https://www.epa.gov/air-quality-implementation-plans/menu-control-measures-naaqs-implementation |  | - | - | - | Revised | Revised | TRUE | P - 38NOx | 2761
- | P - 39 | Iron & Steel Mills - Annealing | Selective Catalytic Reduction | NOx | 10% | 89.67% | 4192 | 0% | 0 |  | 1.) EPA's Menu of Control Measures for NAAQS Implementation 2.) EPA Clean Air Technology Center (EPA-425/F-03-032) | https://www.epa.gov/air-quality-implementation-plans/menu-control-measures-naaqs-implementation | https://nepis.epa.gov/Exe/ZyNET.exe/P100RQ6Y.txt?ZyActionD=ZyDocument&Client=EPA&Index=2016%20Thru%202020%7C1991%20Thru%201994%7C2011%20Thru%202015%7C1986%20Thru%201990%7C2006%20Thru%202010%7C1981%20Thru%201985%7C2000%20Thru%202005%7C1976%20Thru%201980%7C1995%20Thru%201999%7CPrior%20to%201976%7CHardcopy%20Publications&Docs=&Query=452f03031&Time=&EndTime=&SearchMethod=2&TocRestrict=n&Toc=&TocEntry=&QField=&QFieldYear=&QFieldMonth=&QFieldDay=&UseQField=&IntQFieldOp=0&ExtQFieldOp=0&XmlQuery=&File=D%3A%5CZYFILES%5CINDEX%20DATA%5C00THRU05%5CTXT%5C00000036%5CP100RQ6Y.txt&User=ANONYMOUS&Password=anonymous&SortMethod=h%7C-&MaximumDocuments=15&FuzzyDegree=0&ImageQuality=r85g16/r85g16/x150y150g16/i500&Display=hpfr&DefSeekPage=x&SearchBack=ZyActionL&Back=ZyActionS&BackDesc=Results%20page&MaximumPages=1&ZyEntry=1&SeekPage=x | - | - | - | Revised | Revised | TRUE | P - 39NOx | 4192
- | P - 40 | Iron & Steel Mills - Annealing | Selective Non Catalytic Reduction | NOx | 10% | 50% | 2566 | 0% | 0 |  | 1.) EPA's Menu of Control Measures for NAAQS Implementation 2.) EPA Clean Air Technology Center (EPA-425/F-03-031) | https://www.epa.gov/air-quality-implementation-plans/menu-control-measures-naaqs-implementation | https://nepis.epa.gov/Exe/ZyNET.exe/P100RQ6Y.txt?ZyActionD=ZyDocument&Client=EPA&Index=2016%20Thru%202020%7C1991%20Thru%201994%7C2011%20Thru%202015%7C1986%20Thru%201990%7C2006%20Thru%202010%7C1981%20Thru%201985%7C2000%20Thru%202005%7C1976%20Thru%201980%7C1995%20Thru%201999%7CPrior%20to%201976%7CHardcopy%20Publications&Docs=&Query=452f03031&Time=&EndTime=&SearchMethod=2&TocRestrict=n&Toc=&TocEntry=&QField=&QFieldYear=&QFieldMonth=&QFieldDay=&UseQField=&IntQFieldOp=0&ExtQFieldOp=0&XmlQuery=&File=D%3A%5CZYFILES%5CINDEX%20DATA%5C00THRU05%5CTXT%5C00000036%5CP100RQ6Y.txt&User=ANONYMOUS&Password=anonymous&SortMethod=h%7C-&MaximumDocuments=15&FuzzyDegree=0&ImageQuality=r85g16/r85g16/x150y150g16/i500&Display=hpfr&DefSeekPage=x&SearchBack=ZyActionL&Back=ZyActionS&BackDesc=Results%20page&MaximumPages=1&ZyEntry=1&SeekPage=x | - | - | - | Revised | Revised | TRUE | P - 40NOx | 2566
- | P - 41 | Iron & Steel Mills - Cupola Melt Furnaces | Selective Catalytic Reduction | NOx | 10% | 85% | 10000 | 0.004153% | 26.7243 |  | 1.) EPA's Menu of Control Measures for NAAQS Implementation 2.) EPA Clean Air Technology Center (EPA-425/F-03-032) | https://www.epa.gov/air-quality-implementation-plans/menu-control-measures-naaqs-implementation | https://nepis.epa.gov/Exe/ZyNET.exe/P100RQ6Y.txt?ZyActionD=ZyDocument&Client=EPA&Index=2016%20Thru%202020%7C1991%20Thru%201994%7C2011%20Thru%202015%7C1986%20Thru%201990%7C2006%20Thru%202010%7C1981%20Thru%201985%7C2000%20Thru%202005%7C1976%20Thru%201980%7C1995%20Thru%201999%7CPrior%20to%201976%7CHardcopy%20Publications&Docs=&Query=452f03031&Time=&EndTime=&SearchMethod=2&TocRestrict=n&Toc=&TocEntry=&QField=&QFieldYear=&QFieldMonth=&QFieldDay=&UseQField=&IntQFieldOp=0&ExtQFieldOp=0&XmlQuery=&File=D%3A%5CZYFILES%5CINDEX%20DATA%5C00THRU05%5CTXT%5C00000036%5CP100RQ6Y.txt&User=ANONYMOUS&Password=anonymous&SortMethod=h%7C-&MaximumDocuments=15&FuzzyDegree=0&ImageQuality=r85g16/r85g16/x150y150g16/i500&Display=hpfr&DefSeekPage=x&SearchBack=ZyActionL&Back=ZyActionS&BackDesc=Results%20page&MaximumPages=1&ZyEntry=1&SeekPage=x | - | - | - | Revised | Revised | TRUE | P - 41NOx | 10000
- | P - 42 | Iron & Steel Mills - Galvanizing | Low NOx Burner | NOx | 10% | 50% | 786 | 0% | 0 |  | EPA's Menu of Control Measures for NAAQS Implementation | https://www.epa.gov/air-quality-implementation-plans/menu-control-measures-naaqs-implementation |  | - | - | - | Revised | Revised | TRUE | P - 42NOx | 786
- | P - 43 | Iron & Steel Mills - Galvanizing | Low NOx Burner and Flue Gas Recirculation | NOx | 10% | 60% | 931 | 0% | 0 |  | EPA's Menu of Control Measures for NAAQS Implementation | https://www.epa.gov/air-quality-implementation-plans/menu-control-measures-naaqs-implementation |  | - | - | - | Revised | Revised | TRUE | P - 43NOx | 931
- | P - 44 | Iron & Steel Mills - Reheating | Low Excess Air | NOx | 10% | 13% | 2119 | 0% | 0 |  | EPA's Menu of Control Measures for NAAQS Implementation | https://www.epa.gov/air-quality-implementation-plans/menu-control-measures-naaqs-implementation |  | - | - | - | Revised | Revised | TRUE | P - 44NOx | 2119
C-E | P - 45 | Iron & Steel Mills - Reheating | Low NOx Burner | NOx | 10% | 66% | 481 | 0% | 0 |  | EPA's Menu of Control Measures for NAAQS Implementation | https://www.epa.gov/air-quality-implementation-plans/menu-control-measures-naaqs-implementation |  | - | - | - | Revised | Revised | TRUE | P - 45NOx | 481
- | P - 46 | Iron & Steel Mills - Reheating | Low NOx Burner and Flue Gas Recirculation | NOx | 10% | 77% | 610 | 0% | 0 |  | EPA's Menu of Control Measures for NAAQS Implementation | https://www.epa.gov/air-quality-implementation-plans/menu-control-measures-naaqs-implementation |  | - | - | - | - | - | TRUE | P - 46NOx | 610
- | P - 47 | Iron Production - Blast Furnace - Blast Heating Stoves | Low NOx Burner and Flue Gas Recirculation | NOx | 10% | 77% | 610 | 0% | 0 |  | EPA's Menu of Control Measures for NAAQS Implementation | https://www.epa.gov/air-quality-implementation-plans/menu-control-measures-naaqs-implementation |  | - | - | - | Revised | Revised | TRUE | P - 47NOx | 610
- | P - 48 | Taconite Iron Ore Processing - Induration - Coal or Gas | Selective Catalytic Reduction | NOx | 10% | 85% | 4175.5 | 0.01678% | 1230.8485 |  | 1.) EPA's Menu of Control Measures for NAAQS Implementation 2.) EPA Clean Air Technology Center (EPA-425/F-03-032) | https://www.epa.gov/air-quality-implementation-plans/menu-control-measures-naaqs-implementation | https://nepis.epa.gov/Exe/ZyNET.exe/P100RQ6Y.txt?ZyActionD=ZyDocument&Client=EPA&Index=2016%20Thru%202020%7C1991%20Thru%201994%7C2011%20Thru%202015%7C1986%20Thru%201990%7C2006%20Thru%202010%7C1981%20Thru%201985%7C2000%20Thru%202005%7C1976%20Thru%201980%7C1995%20Thru%201999%7CPrior%20to%201976%7CHardcopy%20Publications&Docs=&Query=452f03031&Time=&EndTime=&SearchMethod=2&TocRestrict=n&Toc=&TocEntry=&QField=&QFieldYear=&QFieldMonth=&QFieldDay=&UseQField=&IntQFieldOp=0&ExtQFieldOp=0&XmlQuery=&File=D%3A%5CZYFILES%5CINDEX%20DATA%5C00THRU05%5CTXT%5C00000036%5CP100RQ6Y.txt&User=ANONYMOUS&Password=anonymous&SortMethod=h%7C-&MaximumDocuments=15&FuzzyDegree=0&ImageQuality=r85g16/r85g16/x150y150g16/i500&Display=hpfr&DefSeekPage=x&SearchBack=ZyActionL&Back=ZyActionS&BackDesc=Results%20page&MaximumPages=1&ZyEntry=1&SeekPage=x | - | - | - | Revised | Revised | TRUE | P - 48NOx | 4175.5
- | P - 49 | Steel Foundries - Heat Treating Furnaces | Low NOx Burner | NOx | 10% | 50% | 915 | 0.000373% | 2.394 |  | EPA's Menu of Control Measures for NAAQS Implementation | https://www.epa.gov/air-quality-implementation-plans/menu-control-measures-naaqs-implementation |  | - | - | - | Revised | Revised | TRUE | P - 49NOx | 915
- | P - 50 | Steel Production - Soaking Pits | Low NOx Burner and Flue Gas Recirculation | NOx | 10% | 60% | 1204 | 0% | 0 |  | EPA's Menu of Control Measures for NAAQS Implementation | https://www.epa.gov/air-quality-implementation-plans/menu-control-measures-naaqs-implementation |  | - | - | - | Revised | Revised | TRUE | P - 50NOx | 1204
- | P - 51 | Iron & Steel Mills/Foundries | Non-Thermal Plasma | NOx | 10% | 90% | 1825 | 0.03975% | 125.6456 |  | EPA Clean Air Technology Center (EPA-456/R-05-001) | https://nepis.epa.gov/Exe/ZyNET.exe/P1005HIB.txt?ZyActionD=ZyDocument&Client=EPA&Index=2016%20Thru%202020%7C1991%20Thru%201994%7C2011%20Thru%202015%7C1986%20Thru%201990%7C2006%20Thru%202010%7C1981%20Thru%201985%7C2000%20Thru%202005%7C1976%20Thru%201980%7C1995%20Thru%201999%7CPrior%20to%201976%7CHardcopy%20Publications&Docs=&Query=456r05001&Time=&EndTime=&SearchMethod=2&TocRestrict=n&Toc=&TocEntry=&QField=&QFieldYear=&QFieldMonth=&QFieldDay=&UseQField=&IntQFieldOp=0&ExtQFieldOp=0&XmlQuery=&File=D%3A%5CZYFILES%5CINDEX%20DATA%5C00THRU05%5CTXT%5C00000022%5CP1005HIB.txt&User=ANONYMOUS&Password=anonymous&SortMethod=h%7C-&MaximumDocuments=15&FuzzyDegree=0&ImageQuality=r85g16/r85g16/x150y150g16/i500&Display=hpfr&DefSeekPage=x&SearchBack=ZyActionL&Back=ZyActionS&BackDesc=Results%20page&MaximumPages=1&ZyEntry=1&SeekPage=x |  | - | - | - | Revised | Revised | TRUE | P - 51NOx | 1825
- | P - 52 | Iron & Steel Mills/Foundries | Transition to zero and near-zero emission technologies for stationary sources | NOx | NA | NA | NA | NA | NA | electrification technology not sufficiently demonstrated yet | South Coast AQMD 2016 air quality management plan | https://www.aqmd.gov/home/rules-compliance/rules | https://www.nrel.gov/docs/fy18osti/72311.pdf | - | - | Revised | Revised | - | TRUE | P - 52NOx | NA
- | P - 53 | Industrial Natural Gas Internal Combustion Engines - 2cycle (lean) | Low Emission Combustion | NOx | 10% | 87% | 628 | 0.1089% | 782.8142 |  | EPA's Menu of Control Measures for NAAQS Implementation | https://www.epa.gov/air-quality-implementation-plans/menu-control-measures-naaqs-implementation |  | - | - | - | Revised | Revised | TRUE | P - 53NOx | 628
C-E | P - 54 | Industrial Natural Gas Internal Combustion Engines - 4cycle (rich) | Non-Selective Catalytic Reduction | NOx | 10% | 90% | 509 | 0.01195% | 245.8125 |  | EPA's Menu of Control Measures for NAAQS Implementation | https://www.epa.gov/air-quality-implementation-plans/menu-control-measures-naaqs-implementation |  | - | - | - | Revised | Revised | TRUE | P - 54NOx | 509
- | P - 55 | Internal Combustion Engines - Natural Gas | Low Emissions Combustion (Low Speed) | NOx | 10% | 87% | 1853.5 | 0.067% | 1711.3108 |  | EPA's Menu of Control Measures for NAAQS Implementation | https://www.epa.gov/air-quality-implementation-plans/menu-control-measures-naaqs-implementation |  | - | - | - | Revised | Revised | TRUE | P - 55NOx | 1853.5
EmissRed | P - 56 | Internal Combustion Engines - Natural Gas | Low Emissions Combustion (Medium Speed) | NOx | 10% | 87% | 610 | 0.2359% | 3551.0817 |  | EPA's Menu of Control Measures for NAAQS Implementation | https://www.epa.gov/air-quality-implementation-plans/menu-control-measures-naaqs-implementation |  | - | - | - | Revised | Revised | TRUE | P - 56NOx | 610
EmissRed | P - 57 | Internal Combustion Engines - Natural Gas | Non-Selective Catalytic Reduction | NOx | 10% | 90% | 732 | 0.067% | 1770.3216 |  | EPA's Menu of Control Measures for NAAQS Implementation | https://www.epa.gov/air-quality-implementation-plans/menu-control-measures-naaqs-implementation |  | - | - | - | Revised | Revised | TRUE | P - 57NOx | 732
EmissRed | P - 58 | Internal Combustion Engines - Natural Gas | Selective Catalytic Reduction | NOx | 10% | 85% | 3222 | 0.2362% | 3470.599 |  | 1.) EPA's Menu of Control Measures for NAAQS Implementation 2.) EPA Clean Air Technology Center (EPA-425/F-03-032) | https://www.epa.gov/air-quality-implementation-plans/menu-control-measures-naaqs-implementation | https://nepis.epa.gov/Exe/ZyNET.exe/P100RQ6Y.txt?ZyActionD=ZyDocument&Client=EPA&Index=2016%20Thru%202020%7C1991%20Thru%201994%7C2011%20Thru%202015%7C1986%20Thru%201990%7C2006%20Thru%202010%7C1981%20Thru%201985%7C2000%20Thru%202005%7C1976%20Thru%201980%7C1995%20Thru%201999%7CPrior%20to%201976%7CHardcopy%20Publications&Docs=&Query=452f03031&Time=&EndTime=&SearchMethod=2&TocRestrict=n&Toc=&TocEntry=&QField=&QFieldYear=&QFieldMonth=&QFieldDay=&UseQField=&IntQFieldOp=0&ExtQFieldOp=0&XmlQuery=&File=D%3A%5CZYFILES%5CINDEX%20DATA%5C00THRU05%5CTXT%5C00000036%5CP100RQ6Y.txt&User=ANONYMOUS&Password=anonymous&SortMethod=h%7C-&MaximumDocuments=15&FuzzyDegree=0&ImageQuality=r85g16/r85g16/x150y150g16/i500&Display=hpfr&DefSeekPage=x&SearchBack=ZyActionL&Back=ZyActionS&BackDesc=Results%20page&MaximumPages=1&ZyEntry=1&SeekPage=x | - | - | - | Revised | Revised | TRUE | P - 58NOx | 3222
- | P - 59 | Natural Gas Production - Compressors | Selective Catalytic Reduction | NOx | 10% | 80% | 2649.5 | 0.07546% | 66.0034 |  | 1.) EPA's Menu of Control Measures for NAAQS Implementation 2.) EPA Clean Air Technology Center (EPA-425/F-03-032) | https://www.epa.gov/air-quality-implementation-plans/menu-control-measures-naaqs-implementation | https://nepis.epa.gov/Exe/ZyNET.exe/P100RQ6Y.txt?ZyActionD=ZyDocument&Client=EPA&Index=2016%20Thru%202020%7C1991%20Thru%201994%7C2011%20Thru%202015%7C1986%20Thru%201990%7C2006%20Thru%202010%7C1981%20Thru%201985%7C2000%20Thru%202005%7C1976%20Thru%201980%7C1995%20Thru%201999%7CPrior%20to%201976%7CHardcopy%20Publications&Docs=&Query=452f03031&Time=&EndTime=&SearchMethod=2&TocRestrict=n&Toc=&TocEntry=&QField=&QFieldYear=&QFieldMonth=&QFieldDay=&UseQField=&IntQFieldOp=0&ExtQFieldOp=0&XmlQuery=&File=D%3A%5CZYFILES%5CINDEX%20DATA%5C00THRU05%5CTXT%5C00000036%5CP100RQ6Y.txt&User=ANONYMOUS&Password=anonymous&SortMethod=h%7C-&MaximumDocuments=15&FuzzyDegree=0&ImageQuality=r85g16/r85g16/x150y150g16/i500&Display=hpfr&DefSeekPage=x&SearchBack=ZyActionL&Back=ZyActionS&BackDesc=Results%20page&MaximumPages=1&ZyEntry=1&SeekPage=x | - | - | - | Revised | Revised | TRUE | P - 59NOx | 2649.5
- | P - 60 | Natural Gas Pipelines | Non-Thermal Plasma | NOx | 10% | 90% | 1825 | 0% | 0 |  | EPA Clean Air Technology Center (EPA-456/R-05-001) | https://nepis.epa.gov/Exe/ZyNET.exe/P1005HIB.txt?ZyActionD=ZyDocument&Client=EPA&Index=2016%20Thru%202020%7C1991%20Thru%201994%7C2011%20Thru%202015%7C1986%20Thru%201990%7C2006%20Thru%202010%7C1981%20Thru%201985%7C2000%20Thru%202005%7C1976%20Thru%201980%7C1995%20Thru%201999%7CPrior%20to%201976%7CHardcopy%20Publications&Docs=&Query=456r05001&Time=&EndTime=&SearchMethod=2&TocRestrict=n&Toc=&TocEntry=&QField=&QFieldYear=&QFieldMonth=&QFieldDay=&UseQField=&IntQFieldOp=0&ExtQFieldOp=0&XmlQuery=&File=D%3A%5CZYFILES%5CINDEX%20DATA%5C00THRU05%5CTXT%5C00000022%5CP1005HIB.txt&User=ANONYMOUS&Password=anonymous&SortMethod=h%7C-&MaximumDocuments=15&FuzzyDegree=0&ImageQuality=r85g16/r85g16/x150y150g16/i500&Display=hpfr&DefSeekPage=x&SearchBack=ZyActionL&Back=ZyActionS&BackDesc=Results%20page&MaximumPages=1&ZyEntry=1&SeekPage=x |  | - | - | - | Revised | Revised | TRUE | P - 60NOx | 1825
EmissRed | P - 61 | Natural Gas Pipelines | Transition to zero and near-zero emission technologies for stationary sources | NOx | 1% | 100% | 53000 | 0.2112% | 4078.8044 | % LADCO-wide inventory affected includes natural gas engines and turbines across all industrial segments (does not include EGUs) | South Coast AQMD 2016 air quality management plan | https://www.aqmd.gov/home/rules-compliance/rules |  | Revised | Revised | - | Revised | Revised | TRUE | P - 61NOx | 53000
- | P - 62 | Process Heaters - Distillate Oil, Residual Oil, or Other Fuel | Low NOx Burner and Selective Noncatalytic Reduction | NOx | 10% | 75% | 2840.5 | 0.006168% | 202.7527 |  | EPA's Menu of Control Measures for NAAQS Implementation | https://www.epa.gov/air-quality-implementation-plans/menu-control-measures-naaqs-implementation |  | - | - | - | Revised | Revised | TRUE | P - 62NOx | 2840.5
- | P - 63 | Process Heaters | Low NOx Burner and Flue Gas Recirculation | NOx | 10% | 50% | 915 | 0.06046% | 531.1596 |  | EPA's Menu of Control Measures for NAAQS Implementation | https://www.epa.gov/air-quality-implementation-plans/menu-control-measures-naaqs-implementation |  | - | - | - | Revised | Revised | TRUE | P - 63NOx | 915
- | P - 64 | Process Heaters - Distillate Oil | Low NOx Burner and Selective Catalytic Reduction | NOx | 10% | 90% | 10471 | 0.005813% | 62.6031 |  | EPA's Menu of Control Measures for NAAQS Implementation | https://www.epa.gov/air-quality-implementation-plans/menu-control-measures-naaqs-implementation |  | - | - | - | Revised | Revised | TRUE | P - 64NOx | 10471
- | P - 65 | Process Heaters - Distillate Oil | Selective Catalytic Reduction | NOx | 10% | 77.5% | 3126.5 | 0.01054% | 205.6614 |  | 1.) EPA's Menu of Control Measures for NAAQS Implementation 2.) EPA Clean Air Technology Center (EPA-425/F-03-032) | https://www.epa.gov/air-quality-implementation-plans/menu-control-measures-naaqs-implementation | https://nepis.epa.gov/Exe/ZyNET.exe/P100RQ6Y.txt?ZyActionD=ZyDocument&Client=EPA&Index=2016%20Thru%202020%7C1991%20Thru%201994%7C2011%20Thru%202015%7C1986%20Thru%201990%7C2006%20Thru%202010%7C1981%20Thru%201985%7C2000%20Thru%202005%7C1976%20Thru%201980%7C1995%20Thru%201999%7CPrior%20to%201976%7CHardcopy%20Publications&Docs=&Query=452f03031&Time=&EndTime=&SearchMethod=2&TocRestrict=n&Toc=&TocEntry=&QField=&QFieldYear=&QFieldMonth=&QFieldDay=&UseQField=&IntQFieldOp=0&ExtQFieldOp=0&XmlQuery=&File=D%3A%5CZYFILES%5CINDEX%20DATA%5C00THRU05%5CTXT%5C00000036%5CP100RQ6Y.txt&User=ANONYMOUS&Password=anonymous&SortMethod=h%7C-&MaximumDocuments=15&FuzzyDegree=0&ImageQuality=r85g16/r85g16/x150y150g16/i500&Display=hpfr&DefSeekPage=x&SearchBack=ZyActionL&Back=ZyActionS&BackDesc=Results%20page&MaximumPages=1&ZyEntry=1&SeekPage=x | - | - | - | Revised | Revised | TRUE | P - 65NOx | 3126.5
- | P - 66 | Process Heaters - Distillate Oil or LPG | Low NOx Burner | NOx | 10% | 45% | 3563 | 1.805e-05% | 1.3351 |  | EPA's Menu of Control Measures for NAAQS Implementation | https://www.epa.gov/air-quality-implementation-plans/menu-control-measures-naaqs-implementation |  | - | - | - | Revised | Revised | TRUE | P - 66NOx | 3563
- | P - 67 | Process Heaters - Distillate Oil or LPG | Low NOx Burner and Flue Gas Recirculation | NOx | 10% | 48% | 4758.5 | 0.0004063% | 0.66928 |  | EPA's Menu of Control Measures for NAAQS Implementation | https://www.epa.gov/air-quality-implementation-plans/menu-control-measures-naaqs-implementation |  | - | - | - | Revised | Revised | TRUE | P - 67NOx | 4758.5
- | P - 68 | Process Heaters - Distillate Oil or LPG | Low NOx Burner and Selective Noncatalytic Reduction | NOx | 10% | 78% | 4413.5 | 1.805e-05% | 2.3142 |  | EPA's Menu of Control Measures for NAAQS Implementation | https://www.epa.gov/air-quality-implementation-plans/menu-control-measures-naaqs-implementation |  | - | - | - | Revised | Revised | TRUE | P - 68NOx | 4413.5
- | P - 69 | Process Heaters - Distillate Oil or LPG | Selective Non-Catalytic Reduction | NOx | 10% | 60% | 3932.5 | 1.805e-05% | 1.7802 |  | 1.) EPA's Menu of Control Measures for NAAQS Implementation 2.) EPA Clean Air Technology Center (EPA-425/F-03-031) | https://www.epa.gov/air-quality-implementation-plans/menu-control-measures-naaqs-implementation | https://nepis.epa.gov/Exe/ZyNET.exe/P100RQ6Y.txt?ZyActionD=ZyDocument&Client=EPA&Index=2016%20Thru%202020%7C1991%20Thru%201994%7C2011%20Thru%202015%7C1986%20Thru%201990%7C2006%20Thru%202010%7C1981%20Thru%201985%7C2000%20Thru%202005%7C1976%20Thru%201980%7C1995%20Thru%201999%7CPrior%20to%201976%7CHardcopy%20Publications&Docs=&Query=452f03031&Time=&EndTime=&SearchMethod=2&TocRestrict=n&Toc=&TocEntry=&QField=&QFieldYear=&QFieldMonth=&QFieldDay=&UseQField=&IntQFieldOp=0&ExtQFieldOp=0&XmlQuery=&File=D%3A%5CZYFILES%5CINDEX%20DATA%5C00THRU05%5CTXT%5C00000036%5CP100RQ6Y.txt&User=ANONYMOUS&Password=anonymous&SortMethod=h%7C-&MaximumDocuments=15&FuzzyDegree=0&ImageQuality=r85g16/r85g16/x150y150g16/i500&Display=hpfr&DefSeekPage=x&SearchBack=ZyActionL&Back=ZyActionS&BackDesc=Results%20page&MaximumPages=1&ZyEntry=1&SeekPage=x | - | - | - | - | - | TRUE | P - 69NOx | 3932.5
- | P - 70 | Process Heaters - Distillate Oil or LPG | Ultra-Low NOx Burner | NOx | 10% | 57% | 1954.6667 | 1.805e-05% | 1.6912 |  | EPA's Menu of Control Measures for NAAQS Implementation | https://www.epa.gov/air-quality-implementation-plans/menu-control-measures-naaqs-implementation |  | - | - | - | - | - | TRUE | P - 70NOx | 1954.6667
- | P - 71 | Process Heaters - LPG | Low NOx Burner | NOx | 10% | 50% | 6003 | 0.00304% | 19.1303 |  | EPA's Menu of Control Measures for NAAQS Implementation | https://www.epa.gov/air-quality-implementation-plans/menu-control-measures-naaqs-implementation |  | - | - | - | Revised | Revised | TRUE | P - 71NOx | 6003
- | P - 72 | Process Heaters - LPG | Low NOx Burner and Flue Gas Recirculation | NOx | 10% | 48% | 5938.5 | 0.0001149% | 4.1866 |  | EPA's Menu of Control Measures for NAAQS Implementation | https://www.epa.gov/air-quality-implementation-plans/menu-control-measures-naaqs-implementation |  | - | - | - | Revised | Revised | TRUE | P - 72NOx | 5938.5
- | P - 73 | Process Heaters - LPG | Low NOx Burner and Selective Catalytic Reduction | NOx | 10% | 92% | 16547 | 0% | 0 |  | EPA's Menu of Control Measures for NAAQS Implementation | https://www.epa.gov/air-quality-implementation-plans/menu-control-measures-naaqs-implementation |  | - | - | - | Revised | Revised | TRUE | P - 73NOx | 16547
- | P - 74 | Process Heaters - Natural Gas | Low NOx Burner and Selective Catalytic Reduction | NOx | 10% | 80% | 14920 | 0.01195% | 270.7461 |  | EPA's Menu of Control Measures for NAAQS Implementation | https://www.epa.gov/air-quality-implementation-plans/menu-control-measures-naaqs-implementation |  | - | - | - | Revised | Revised | TRUE | P - 74NOx | 14920
- | P - 75 | Process Heaters - Natural Gas or Process Gas | Low NOx Burner | NOx | 10% | 50% | 3210 | 0.03125% | 247.3247 |  | EPA's Menu of Control Measures for NAAQS Implementation | https://www.epa.gov/air-quality-implementation-plans/menu-control-measures-naaqs-implementation |  | - | - | - | Revised | Revised | TRUE | P - 75NOx | 3210
- | P - 76 | Process Heaters - Natural Gas or Process Gas | Low NOx Burner and Selective Catalytic Reduction | NOx | 10% | 90% | 14920 | 0.03125% | 445.1845 |  | EPA's Menu of Control Measures for NAAQS Implementation | https://www.epa.gov/air-quality-implementation-plans/menu-control-measures-naaqs-implementation |  | - | - | - | - | - | TRUE | P - 76NOx | 14920
- | P - 77 | Process Heaters - Natural Gas or Process Gas | Low NOx Burner and Selective Noncatalytic Reduction | NOx | 10% | 80% | 4903 | 0.02603% | 502.519 |  | EPA's Menu of Control Measures for NAAQS Implementation | https://www.epa.gov/air-quality-implementation-plans/menu-control-measures-naaqs-implementation |  | - | - | - | Revised | Revised | TRUE | P - 77NOx | 4903
- | P - 78 | Process Heaters - Natural Gas or Process Gas | Selective Non-Catalytic Reduction | NOx | 10% | 50% | 3051.3333 | 0.04772% | 334.8441 |  | 1.) EPA's Menu of Control Measures for NAAQS Implementation 2.) EPA Clean Air Technology Center (EPA-425/F-03-031) | https://www.epa.gov/air-quality-implementation-plans/menu-control-measures-naaqs-implementation | https://nepis.epa.gov/Exe/ZyNET.exe/P100RQ6Y.txt?ZyActionD=ZyDocument&Client=EPA&Index=2016%20Thru%202020%7C1991%20Thru%201994%7C2011%20Thru%202015%7C1986%20Thru%201990%7C2006%20Thru%202010%7C1981%20Thru%201985%7C2000%20Thru%202005%7C1976%20Thru%201980%7C1995%20Thru%201999%7CPrior%20to%201976%7CHardcopy%20Publications&Docs=&Query=452f03031&Time=&EndTime=&SearchMethod=2&TocRestrict=n&Toc=&TocEntry=&QField=&QFieldYear=&QFieldMonth=&QFieldDay=&UseQField=&IntQFieldOp=0&ExtQFieldOp=0&XmlQuery=&File=D%3A%5CZYFILES%5CINDEX%20DATA%5C00THRU05%5CTXT%5C00000036%5CP100RQ6Y.txt&User=ANONYMOUS&Password=anonymous&SortMethod=h%7C-&MaximumDocuments=15&FuzzyDegree=0&ImageQuality=r85g16/r85g16/x150y150g16/i500&Display=hpfr&DefSeekPage=x&SearchBack=ZyActionL&Back=ZyActionS&BackDesc=Results%20page&MaximumPages=1&ZyEntry=1&SeekPage=x | - | - | - | Revised | Revised | TRUE | P - 78NOx | 3051.3333
- | P - 79 | Process Heaters - Natural Gas or Process Gas | Ultra-Low NOx Burner | NOx | 10% | 75% | 2166.5 | 0.04772% | 502.2674 |  | EPA's Menu of Control Measures for NAAQS Implementation | https://www.epa.gov/air-quality-implementation-plans/menu-control-measures-naaqs-implementation |  | - | - | - | Revised | Revised | TRUE | P - 79NOx | 2166.5
- | P - 80 | Process Heaters - Natural Gas, Process Gas or LPG | Low NOx Burner and Flue Gas Recirculation | NOx | 10% | 55% | 5938.5 | 0.04948% | 503.6456 |  | EPA's Menu of Control Measures for NAAQS Implementation | https://www.epa.gov/air-quality-implementation-plans/menu-control-measures-naaqs-implementation |  | - | - | - | Revised | Revised | TRUE | P - 80NOx | 5938.5
- | P - 81 | Process Heaters - Other Fuel | Low NOx Burner and Selective Catalytic Reduction | NOx | 10% | 91% | 6885.5 | 0.0003985% | 0.39955 |  | EPA's Menu of Control Measures for NAAQS Implementation | https://www.epa.gov/air-quality-implementation-plans/menu-control-measures-naaqs-implementation |  | - | - | - | Revised | Revised | TRUE | P - 81NOx | 6885.5
- | P - 82 | Process Heaters - Process Gas | Low NOx Burner and Flue Gas Recirculation | NOx | 10% | 55% | 4542 | 0.0001951% | 24.6021 |  | EPA's Menu of Control Measures for NAAQS Implementation | https://www.epa.gov/air-quality-implementation-plans/menu-control-measures-naaqs-implementation |  | - | - | - | Revised | Revised | TRUE | P - 82NOx | 4542
- | P - 83 | Process Heaters - Process Gas or Natural Gas or LPG | Selective Catalytic Reduction | NOx | 10% | 77.5% | 11473.3333 | 0.02237% | 461.1679 |  | 1.) EPA's Menu of Control Measures for NAAQS Implementation 2.) EPA Clean Air Technology Center (EPA-425/F-03-032) | https://www.epa.gov/air-quality-implementation-plans/menu-control-measures-naaqs-implementation | https://nepis.epa.gov/Exe/ZyNET.exe/P100RQ6Y.txt?ZyActionD=ZyDocument&Client=EPA&Index=2016%20Thru%202020%7C1991%20Thru%201994%7C2011%20Thru%202015%7C1986%20Thru%201990%7C2006%20Thru%202010%7C1981%20Thru%201985%7C2000%20Thru%202005%7C1976%20Thru%201980%7C1995%20Thru%201999%7CPrior%20to%201976%7CHardcopy%20Publications&Docs=&Query=452f03031&Time=&EndTime=&SearchMethod=2&TocRestrict=n&Toc=&TocEntry=&QField=&QFieldYear=&QFieldMonth=&QFieldDay=&UseQField=&IntQFieldOp=0&ExtQFieldOp=0&XmlQuery=&File=D%3A%5CZYFILES%5CINDEX%20DATA%5C00THRU05%5CTXT%5C00000036%5CP100RQ6Y.txt&User=ANONYMOUS&Password=anonymous&SortMethod=h%7C-&MaximumDocuments=15&FuzzyDegree=0&ImageQuality=r85g16/r85g16/x150y150g16/i500&Display=hpfr&DefSeekPage=x&SearchBack=ZyActionL&Back=ZyActionS&BackDesc=Results%20page&MaximumPages=1&ZyEntry=1&SeekPage=x | - | - | - | Revised | Revised | TRUE | P - 83NOx | 11473.3333
- | P - 84 | Process Heaters - Residual Oil | Low NOx Burner and Selective Catalytic Reduction | NOx | 10% | 90% | 6316 | 0.01848% | 367.7803 |  | EPA's Menu of Control Measures for NAAQS Implementation | https://www.epa.gov/air-quality-implementation-plans/menu-control-measures-naaqs-implementation |  | - | - | - | Revised | Revised | TRUE | P - 84NOx | 6316
- | P - 85 | Process Heaters - Residual Oil or Other Fuel | Low NOx Burner | NOx | 10% | 37% | 2592.5 | 0.006149% | 99.811 |  | EPA's Menu of Control Measures for NAAQS Implementation | https://www.epa.gov/air-quality-implementation-plans/menu-control-measures-naaqs-implementation |  | - | - | - | Revised | Revised | TRUE | P - 85NOx | 2592.5
- | P - 86 | Process Heaters - Residual Oil or Other Fuel | Low NOx Burner and Flue Gas Recirculation | NOx | 10% | 34% | 3908 | 0.00654% | 91.4049 |  | EPA's Menu of Control Measures for NAAQS Implementation | https://www.epa.gov/air-quality-implementation-plans/menu-control-measures-naaqs-implementation |  | - | - | - | Revised | Revised | TRUE | P - 86NOx | 3908
- | P - 87 | Process Heaters - Residual Oil or Other Fuel | Selective Catalytic Reduction | NOx | 10% | 77.5% | 5449.6667 | 0.006149% | 209.0636 |  | 1.) EPA's Menu of Control Measures for NAAQS Implementation 2.) EPA Clean Air Technology Center (EPA-425/F-03-032) | https://www.epa.gov/air-quality-implementation-plans/menu-control-measures-naaqs-implementation | https://nepis.epa.gov/Exe/ZyNET.exe/P100RQ6Y.txt?ZyActionD=ZyDocument&Client=EPA&Index=2016%20Thru%202020%7C1991%20Thru%201994%7C2011%20Thru%202015%7C1986%20Thru%201990%7C2006%20Thru%202010%7C1981%20Thru%201985%7C2000%20Thru%202005%7C1976%20Thru%201980%7C1995%20Thru%201999%7CPrior%20to%201976%7CHardcopy%20Publications&Docs=&Query=452f03031&Time=&EndTime=&SearchMethod=2&TocRestrict=n&Toc=&TocEntry=&QField=&QFieldYear=&QFieldMonth=&QFieldDay=&UseQField=&IntQFieldOp=0&ExtQFieldOp=0&XmlQuery=&File=D%3A%5CZYFILES%5CINDEX%20DATA%5C00THRU05%5CTXT%5C00000036%5CP100RQ6Y.txt&User=ANONYMOUS&Password=anonymous&SortMethod=h%7C-&MaximumDocuments=15&FuzzyDegree=0&ImageQuality=r85g16/r85g16/x150y150g16/i500&Display=hpfr&DefSeekPage=x&SearchBack=ZyActionL&Back=ZyActionS&BackDesc=Results%20page&MaximumPages=1&ZyEntry=1&SeekPage=x | - | - | - | Revised | Revised | TRUE | P - 87NOx | 5449.6667
- | P - 88 | Process Heaters - Residual Oil or Other Fuel | Selective Non-Catalytic Reduction | NOx | 10% | 50% | 2104.3333 | 0.003048% | 19.8106 |  | 1.) EPA's Menu of Control Measures for NAAQS Implementation 2.) EPA Clean Air Technology Center (EPA-425/F-03-031) | https://www.epa.gov/air-quality-implementation-plans/menu-control-measures-naaqs-implementation | https://nepis.epa.gov/Exe/ZyNET.exe/P100RQ6Y.txt?ZyActionD=ZyDocument&Client=EPA&Index=2016%20Thru%202020%7C1991%20Thru%201994%7C2011%20Thru%202015%7C1986%20Thru%201990%7C2006%20Thru%202010%7C1981%20Thru%201985%7C2000%20Thru%202005%7C1976%20Thru%201980%7C1995%20Thru%201999%7CPrior%20to%201976%7CHardcopy%20Publications&Docs=&Query=452f03031&Time=&EndTime=&SearchMethod=2&TocRestrict=n&Toc=&TocEntry=&QField=&QFieldYear=&QFieldMonth=&QFieldDay=&UseQField=&IntQFieldOp=0&ExtQFieldOp=0&XmlQuery=&File=D%3A%5CZYFILES%5CINDEX%20DATA%5C00THRU05%5CTXT%5C00000036%5CP100RQ6Y.txt&User=ANONYMOUS&Password=anonymous&SortMethod=h%7C-&MaximumDocuments=15&FuzzyDegree=0&ImageQuality=r85g16/r85g16/x150y150g16/i500&Display=hpfr&DefSeekPage=x&SearchBack=ZyActionL&Back=ZyActionS&BackDesc=Results%20page&MaximumPages=1&ZyEntry=1&SeekPage=x | - | - | - | Revised | Revised | TRUE | P - 88NOx | 2104.3333
- | P - 89 | Process Heaters - Residual Oil or Other Fuel | Ultra-Low NOx Burner | NOx | 10% | 73% | 1324 | 0.01888% | 298.6124 |  | EPA's Menu of Control Measures for NAAQS Implementation | https://www.epa.gov/air-quality-implementation-plans/menu-control-measures-naaqs-implementation |  | - | - | - | Revised | Revised | TRUE | P - 89NOx | 1324
- | P - 90 | Petroleum Refineries | Non-Thermal Plasma | NOx | 10% | 90% | 1825 | 0% | 0 |  | EPA Clean Air Technology Center (EPA-456/R-05-001) | https://nepis.epa.gov/Exe/ZyNET.exe/P1005HIB.txt?ZyActionD=ZyDocument&Client=EPA&Index=2016%20Thru%202020%7C1991%20Thru%201994%7C2011%20Thru%202015%7C1986%20Thru%201990%7C2006%20Thru%202010%7C1981%20Thru%201985%7C2000%20Thru%202005%7C1976%20Thru%201980%7C1995%20Thru%201999%7CPrior%20to%201976%7CHardcopy%20Publications&Docs=&Query=456r05001&Time=&EndTime=&SearchMethod=2&TocRestrict=n&Toc=&TocEntry=&QField=&QFieldYear=&QFieldMonth=&QFieldDay=&UseQField=&IntQFieldOp=0&ExtQFieldOp=0&XmlQuery=&File=D%3A%5CZYFILES%5CINDEX%20DATA%5C00THRU05%5CTXT%5C00000022%5CP1005HIB.txt&User=ANONYMOUS&Password=anonymous&SortMethod=h%7C-&MaximumDocuments=15&FuzzyDegree=0&ImageQuality=r85g16/r85g16/x150y150g16/i500&Display=hpfr&DefSeekPage=x&SearchBack=ZyActionL&Back=ZyActionS&BackDesc=Results%20page&MaximumPages=1&ZyEntry=1&SeekPage=x |  | - | - | - | Revised | Revised | TRUE | P - 90NOx | 1825
- | P - 91 | Petroleum Refineries | Transition to Zero and Near-Zero Emission Technologies for Stationary Sources | NOx | NA | NA | NA | NA | NA | electrification technology not sufficiently demonstrated yet | South Coast AQMD 2016 air quality management plan | https://www.aqmd.gov/home/rules-compliance/rules | https://www.nrel.gov/docs/fy18osti/72311.pdf | - | - | Revised | Revised | - | TRUE | P - 91NOx | NA
- | P - 92 | Petroleum Refinery Fugitives | Process Modification | VOC | 10% | 78% | 1290 | 0.1189% | 139.8836 |  | EPA's Menu of Control Measures for NAAQS Implementation | https://www.epa.gov/air-quality-implementation-plans/menu-control-measures-naaqs-implementation |  | - | - | - | Revised | Revised | TRUE | P - 92VOC | 1290
- | P - 93 | Petroleum Flare | Flare | VOC | 10% | 98% | 3255 | 0.0001043% | 0.15427 |  | EPA's Menu of Control Measures for NAAQS Implementation | https://www.epa.gov/air-quality-implementation-plans/menu-control-measures-naaqs-implementation |  | - | - | - | Revised | Revised | TRUE | P - 93VOC | 3255
- | P - 94 | Petroleum Wastewater | Wastewater | VOC | 10% | 65% | 3315 | 0.02049% | 20.0882 |  | EPA's Menu of Control Measures for NAAQS Implementation | https://www.epa.gov/air-quality-implementation-plans/menu-control-measures-naaqs-implementation |  | - | - | - | Revised | Revised | TRUE | P - 94VOC | 3315
- | P - 95 | Petroleum Refinery | Thermal Incineration | VOC | 10% | 99% | 2020 | 0% | 0 |  | EPA Clean Air Technology Center (EPA-452/F-03-022) | https://nepis.epa.gov/Exe/ZyNET.exe/P100RQ6F.txt?ZyActionD=ZyDocument&Client=EPA&Index=2016%20Thru%202020%7C1991%20Thru%201994%7C2011%20Thru%202015%7C1986%20Thru%201990%7C2006%20Thru%202010%7C1981%20Thru%201985%7C2000%20Thru%202005%7C1976%20Thru%201980%7C1995%20Thru%201999%7CPrior%20to%201976%7CHardcopy%20Publications&Docs=&Query=452f03022&Time=&EndTime=&SearchMethod=2&TocRestrict=n&Toc=&TocEntry=&QField=&QFieldYear=&QFieldMonth=&QFieldDay=&UseQField=&IntQFieldOp=0&ExtQFieldOp=0&XmlQuery=&File=D%3A%5CZYFILES%5CINDEX%20DATA%5C00THRU05%5CTXT%5C00000036%5CP100RQ6F.txt&User=ANONYMOUS&Password=anonymous&SortMethod=h%7C-&MaximumDocuments=15&FuzzyDegree=0&ImageQuality=r85g16/r85g16/x150y150g16/i500&Display=hpfr&DefSeekPage=x&SearchBack=ZyActionL&Back=ZyActionS&BackDesc=Results%20page&MaximumPages=1&ZyEntry=1&SeekPage=x |  | - | - | - | Revised | Revised | TRUE | P - 95VOC | 2020
- | P - 96 | Petroleum Refinery | Catalytic Incineration/Catalytic oxidation | VOC | 10% | 97% | 2550 | 0.0008417% | 1.2317 |  | EPA Clean Air Technology Center (EPA-452/F-03-018) | https://nepis.epa.gov/Exe/ZyNET.exe/P1008OGZ.txt?ZyActionD=ZyDocument&Client=EPA&Index=2016%20Thru%202020%7C1991%20Thru%201994%7C2011%20Thru%202015%7C1986%20Thru%201990%7C2006%20Thru%202010%7C1981%20Thru%201985%7C2000%20Thru%202005%7C1976%20Thru%201980%7C1995%20Thru%201999%7CPrior%20to%201976%7CHardcopy%20Publications&Docs=&Query=452F03018&Time=&EndTime=&SearchMethod=2&TocRestrict=n&Toc=&TocEntry=&QField=&QFieldYear=&QFieldMonth=&QFieldDay=&UseQField=&IntQFieldOp=0&ExtQFieldOp=0&XmlQuery=&File=D%3A%5CZYFILES%5CINDEX%20DATA%5C00THRU05%5CTXT%5C00000025%5CP1008OGZ.txt&User=ANONYMOUS&Password=anonymous&SortMethod=h%7C-&MaximumDocuments=15&FuzzyDegree=0&ImageQuality=r85g16/r85g16/x150y150g16/i500&Display=hpfr&DefSeekPage=x&SearchBack=ZyActionL&Back=ZyActionS&BackDesc=Results%20page&MaximumPages=1&ZyEntry=1&SeekPage=x |  | - | - | - | - | - | TRUE | P - 96VOC | 2550
- | P - 97 | Petroleum Refinery | Incineration - Recuperative Type | VOC | 10% | 98.5% | 947.5 | 0.0008417% | 1.2507 |  | EPA Clean Air Technology Center (EPA-452/F-03-020) | https://nepis.epa.gov/Exe/ZyPDF.cgi?Dockey=P100RQ69.PDF |  | - | - | - | - | - | TRUE | P - 97VOC | 947.5
- | P - 98 | Petroleum Refinery | Incineration - Regenerative Type | VOC | 10% | 98% | 10550 | 0.0008417% | 1.2444 |  | EPA Clean Air Technology Center (EPA-452/F-03-021) | https://nepis.epa.gov/Exe/ZyNET.exe/P1008OH5.txt?ZyActionD=ZyDocument&Client=EPA&Index=2016%20Thru%202020%7C1991%20Thru%201994%7C2011%20Thru%202015%7C1986%20Thru%201990%7C2006%20Thru%202010%7C1981%20Thru%201985%7C2000%20Thru%202005%7C1976%20Thru%201980%7C1995%20Thru%201999%7CPrior%20to%201976%7CHardcopy%20Publications&Docs=&Query=452F03021&Time=&EndTime=&SearchMethod=2&TocRestrict=n&Toc=&TocEntry=&QField=&QFieldYear=&QFieldMonth=&QFieldDay=&UseQField=&IntQFieldOp=0&ExtQFieldOp=0&XmlQuery=&File=D%3A%5CZYFILES%5CINDEX%20DATA%5C00THRU05%5CTXT%5C00000025%5CP1008OH5.txt&User=ANONYMOUS&Password=anonymous&SortMethod=h%7C-&MaximumDocuments=15&FuzzyDegree=0&ImageQuality=r85g16/r85g16/x150y150g16/i500&Display=hpfr&DefSeekPage=x&SearchBack=ZyActionL&Back=ZyActionS&BackDesc=Results%20page&MaximumPages=1&ZyEntry=1&SeekPage=x |  | - | - | - | - | - | TRUE | P - 98VOC | 10550
C-E | P - 99 | Petroleum Refinery | Fiber-Bed Scrubbers | VOC | 10% | 80% | 340 | 0.0008417% | 1.0158 |  | EPA Clean Air Technology Center (EPA-452/F-03-011) |  |  | - | - | - | - | - | TRUE | P - 99VOC | 340
C-E | P - 100 | Coke By-Product Recovery Operations | Spray-Chamber/Spray-Tower Wet Scrubber | VOC | 10% | 70% | 457 | 0.008716% | 9.2042 |  | EPA Clean Air Technology Center (EPA-452/F-03-016) | https://nepis.epa.gov/Exe/ZyNET.exe/P1008OGT.txt?ZyActionD=ZyDocument&Client=EPA&Index=2016%20Thru%202020%7C1991%20Thru%201994%7C2011%20Thru%202015%7C1986%20Thru%201990%7C2006%20Thru%202010%7C1981%20Thru%201985%7C2000%20Thru%202005%7C1976%20Thru%201980%7C1995%20Thru%201999%7CPrior%20to%201976%7CHardcopy%20Publications&Docs=&Query=452f03016&Time=&EndTime=&SearchMethod=2&TocRestrict=n&Toc=&TocEntry=&QField=&QFieldYear=&QFieldMonth=&QFieldDay=&UseQField=&IntQFieldOp=0&ExtQFieldOp=0&XmlQuery=&File=D%3A%5CZYFILES%5CINDEX%20DATA%5C00THRU05%5CTXT%5C00000025%5CP1008OGT.txt&User=ANONYMOUS&Password=anonymous&SortMethod=h%7C-&MaximumDocuments=15&FuzzyDegree=0&ImageQuality=r85g16/r85g16/x150y150g16/i500&Display=hpfr&DefSeekPage=x&SearchBack=ZyActionL&Back=ZyActionS&BackDesc=Results%20page&MaximumPages=1&ZyEntry=1&SeekPage=x |  | - | - | - | - | - | TRUE | P - 100VOC | 457
C-E | P - 101 | Coke By-Product Recovery Operations | Packed-Bed/Packed-Tower Scrubber with Solvent Adsorption | VOC | 10% | 84.5% | 300 | 0.008716% | 11.1108 |  | EPA Clean Air Technology Center (EPA-452/F-03-015) | https://nepis.epa.gov/Exe/ZyNET.exe/P1008OGN.txt?ZyActionD=ZyDocument&Client=EPA&Index=2016%20Thru%202020%7C1991%20Thru%201994%7C2011%20Thru%202015%7C1986%20Thru%201990%7C2006%20Thru%202010%7C1981%20Thru%201985%7C2000%20Thru%202005%7C1976%20Thru%201980%7C1995%20Thru%201999%7CPrior%20to%201976%7CHardcopy%20Publications&Docs=&Query=452f03015&Time=&EndTime=&SearchMethod=2&TocRestrict=n&Toc=&TocEntry=&QField=&QFieldYear=&QFieldMonth=&QFieldDay=&UseQField=&IntQFieldOp=0&ExtQFieldOp=0&XmlQuery=&File=D%3A%5CZYFILES%5CINDEX%20DATA%5C00THRU05%5CTXT%5C00000025%5CP1008OGN.txt&User=ANONYMOUS&Password=anonymous&SortMethod=h%7C-&MaximumDocuments=15&FuzzyDegree=0&ImageQuality=r85g16/r85g16/x150y150g16/i500&Display=hpfr&DefSeekPage=x&SearchBack=ZyActionL&Back=ZyActionS&BackDesc=Results%20page&MaximumPages=1&ZyEntry=1&SeekPage=x |  | - | - | - | Revised | Revised | TRUE | P - 101VOC | 300
- | P - 102 | Petroleum Refinery - VOC Emissions from Vent Streams | VOC Vent Streams Routed to Combustion Device | VOC | 10% | 98.5% | N/A | 0.1987% | 295.3216 |  | RACT/BACT/LAER Clearinghouse (RBLC) | https://cfpub.epa.gov/RBLC/index.cfm?action=Home.Home&lang=en |  | - | - | - | Revised | Revised | TRUE | P - 102VOC | N/A
- | P - 103 | Petroleum Refinery - VOC Emissions from component leaks | Leak Detection and Repair Program (LDAR) | VOC | NA | NA | N/A | 0.1189% | NA |  | RACT/BACT/LAER Clearinghouse (RBLC) | https://cfpub.epa.gov/RBLC/index.cfm?action=Home.Home&lang=en |  | - | - | - | Revised | - | TRUE | P - 103VOC | N/A
- | P - 104 | Petroleum Refinery - VOC Emissions from component leaks | Improved Leak Detection and Repair Program (LDAR) | VOC | NA | NA | 4500 | 0.1189% | NA |  | South Coast AQMD 2016 air quality management plan | https://www.aqmd.gov/home/rules-compliance/rules |  | - | - | - | Revised | - | TRUE | P - 104VOC | 4500
- | P - 105 | Petroleum Refineries - VOC Emissions from Tanks | Use of Welded Deck Construction and a Seal Configuration That Includes a Mechanical Hose Primary Seal and a Rim Mounted Secondary Seal | VOC | NA | NA | N/A | 0.1987% | NA |  | RACT/BACT/LAER Clearinghouse (RBLC) | https://cfpub.epa.gov/RBLC/index.cfm?action=Home.Home&lang=en |  | - | - | - | Revised | - | TRUE | P - 105VOC | N/A
- | P - 106 | Petroleum Refineries - VOC Emissions from Tanks | Submerge Fill Piping or Bottom Fill Piping and Tank Painted White | VOC | NA | NA | N/A | 0.1987% | NA |  | RACT/BACT/LAER Clearinghouse (RBLC) | https://cfpub.epa.gov/RBLC/index.cfm?action=Home.Home&lang=en |  | - | - | - | Revised | - | TRUE | P - 106VOC | N/A
- | P - 107 | Refinery Process | Refinery Process Turnaround Operation Restrictions | VOC | NA | NA | N/A | 0.006524% | NA |  | South Coast Air Quality Management District Rules | http://www.aqmd.gov/docs/default-source/rule-book/reg-xi/rule-1123.pdf?sfvrsn=4 |  | - | - | - | - | - | TRUE | P - 107VOC | N/A
- | P - 108 | Non-Refinery Flares | BACT Flares | NOx | NA | NA | 20000 | 0.1719% | NA |  | South Coast AQMD 2016 air quality management plan | http://www.aqmd.gov/docs/default-source/clean-air-plans/air-quality-management-plans/2016-air-quality-management-plan/control-strategies/1_stationarysourcemeasures_040816.pdf?sfvrsn=4 |  | - | - | - | Revised | - | TRUE | P - 108NOx | 20000
- | P - 109 | Soybean and Oilseed Processing | Good Solvent Recovery Practices - Solvent Loss Factor < 0.25 gal/ton canola oilseed processed on a 12-month rolling sum. | VOC | NA | NA | 2000 | 0.1449% | NA |  | RACT/BACT/LAER Clearinghouse (RBLC) | https://cfpub.epa.gov/RBLC/index.cfm?action=Home.Home&lang=en |  | - | - | - | - | - | TRUE | P - 109VOC | 2000
- | P - 110 | Soybean and Oilseed Processing | Leak Detection and Repair Program | VOC | NA | NA | N/A | 0.1449% | NA |  | RACT/BACT/LAER Clearinghouse (RBLC) | https://cfpub.epa.gov/RBLC/index.cfm?action=Home.Home&lang=en |  | - | - | - | - | - | TRUE | P - 110VOC | N/A
- | P - 111 | Soybean and Oilseed Processing | Improved Leak Detection and Repair Program | VOC | NA | NA | 4500 | 0.1449% | NA |  | South Coast AQMD 2016 air quality management plan | https://www.aqmd.gov/home/rules-compliance/rules |  | - | - | - | - | - | TRUE | P - 111VOC | 4500
- | P - 112 | Soybean and Oilseed Processing | Transition to zero and near-zero emission technologies for stationary sources | VOC | NA | NA | NA | NA | NA | Measure expected to have limited effectiveness reducing VOC emissions from soybean and oilseed processing | South Coast AQMD 2016 air quality management plan | https://www.aqmd.gov/home/rules-compliance/rules |  | - | - | Revised | Revised | - | TRUE | P - 112VOC | NA
- | P-113 | EGUs | Use of AVERT for Energy Efficiency and Renewable Energy (EE/RE) Programs | NOx | NA | NA | NA | 15.34% | NA |  | EPA (AVERT Overview) | https://www.epa.gov/statelocalenergy/avoided-emissions-and-generation-tool-avert |  | - | - | - | - | - | TRUE | P-113NOx | NA
0
| Notes | [12 empty] | . | [5 empty] | Notes | 0
| [1] Values presented here may represent averages from range of estimates. This averages are used for the purpose of screening and ranking potential measures. Detailed values will be used in final measures short-list | [12 empty] | . | [5 empty] | [1] Values presented here may represent averages from range of estimates. This averages are used for the purpose of screening and ranking potential measures. Detailed values will be used in final measures short-list | 0
| [2] Penetration will vary from program to program and information not available. Assumed 10% as easily scalable value | [12 empty] | . | [5 empty] | [2] Penetration will vary from program to program and information not available. Assumed 10% as easily scalable value | 0
| [3] | Values represent percent of total (VOC or NOx) 2028 LADCO-wide inventory affected by measured. Based on source category. | [11 empty] | . | [5 empty] | [3] | 0
|  | NA: data not available | [11 empty] | . | [6 empty] | 0

## Point_state_reductions
Shortlist | Measure # | Source Category | Emission Reduction Measure Name | Pollutant | Absolute Reductions (TPY) - Based on 2028 Inventory | [5 empty] | Potentially Overlapping/Applicable Regulations | [5 empty] | Illinois | Indiana | Michigan | Minnesota | Ohio | Wisconsin
[5 empty] | Illinois | Indiana | Michigan | Minnesota | Ohio | Wisconsin | Illinois | Indiana | Michigan | Minnesota | Ohio | Wisconsin | IL | IN | MI | MN | OH | WI
EmissRed | P - 1 | External Combustion Boilers - Electricity Generation- Anthracite Coal or Subbituminous/ Bituminous Coal | Selective Non-Catalytic Reduction | NOx | 241.1367 | 1205.0826 | 5.89 | 0.022 | 611.1266 | 0 | Title 35, Part 225, Subpart B, Multi-pollutant Standard and Combined Pollutant Standard Title 35, Part 217, Subpart M: Electrical Generating Units, Subpart U: NOx Control and Trading Program forspecified NOx Generating Units, Subpart V: Electric Power Generation, Subpart W: NOx Trading Program forElectrical Generating Units | Title 326, Article 10, Nitrogen Oxides Rules | Part 8. Emission Limitations and Prohibitions—Oxides of Nitrogen |  | Chapter 3745-110, Nitrogen Oxides - Reasonably Available Control Technology | Chapter NR 428 Control of Nitrogen Compound Emissions Chapter NR 433 Protection of Visibility by Application of Best Available Retrofit Technology | IL | IN | MI |  | OH | WI | ILINMIOHWI
EmissRed | P - 2 | Utility Boiler - Bituminous Coal Wall Fired | Low NOx Burner and Over Fire Air | NOx | 460.0863 | 2169.3704 | 0 | 0.03949 | 1386.3748 | 0 | Title 35, Part 225, Subpart B, Multi-pollutant Standard and Combined Pollutant Standard Title 35, Part 217, Subpart M: Electrical Generating Units, Subpart U: NOx Control and Trading Program forspecified NOx Generating Units, Subpart V: Electric Power Generation, Subpart W: NOx Trading Program forElectrical Generating Units | Title 326, Article 10, Nitrogen Oxides Rules | Part 8. Emission Limitations and Prohibitions—Oxides of Nitrogen |  | Chapter 3745-110, Nitrogen Oxides - Reasonably Available Control Technology | Chapter NR 428 Control of Nitrogen Compound Emissions Chapter NR 433 Protection of Visibility by Application of Best Available Retrofit Technology | IL | IN | MI |  | OH | WI | ILINMIOHWI
EmissRed | P - 3 | Utility Boiler - Bituminous Coal/ Wall Fired | Low NOx Burner | NOx | 332.7266 | 1392.3629 | 0 | 0.03124 | 867.7998 | 0 | Title 35, Part 225, Subpart B, Multi-pollutant Standard and Combined Pollutant Standard Title 35, Part 217, Subpart M: Electrical Generating Units, Subpart U: NOx Control and Trading Program forspecified NOx Generating Units, Subpart V: Electric Power Generation, Subpart W: NOx Trading Program forElectrical Generating Units | Title 326, Article 10, Nitrogen Oxides Rules | Part 8. Emission Limitations and Prohibitions—Oxides of Nitrogen |  | Chapter 3745-110, Nitrogen Oxides - Reasonably Available Control Technology | Chapter NR 428 Control of Nitrogen Compound Emissions Chapter NR 433 Protection of Visibility by Application of Best Available Retrofit Technology | IL | IN | MI |  | OH | WI | ILINMIOHWI
- | P - 4 | Utility Boiler - Coal/ Wall Fired | Natural Gas Reburn | NOx | 27.5012 | 285.0321 | 0 | 0 | 201.5338 | 0 | Title 35, Part 225, Subpart B, Multi-pollutant Standard and Combined Pollutant Standard Title 35, Part 217, Subpart M: Electrical Generating Units, Subpart U: NOx Control and Trading Program forspecified NOx Generating Units, Subpart V: Electric Power Generation, Subpart W: NOx Trading Program forElectrical Generating Units | Title 326, Article 10, Nitrogen Oxides Rules | Part 8. Emission Limitations and Prohibitions—Oxides of Nitrogen |  | Chapter 3745-110, Nitrogen Oxides - Reasonably Available Control Technology | Chapter NR 428 Control of Nitrogen Compound Emissions Chapter NR 433 Protection of Visibility by Application of Best Available Retrofit Technology | IL | IN | MI |  | OH | WI | ILINMIOHWI
- | P - 5 | Utility Boiler - Coal/ Tangential | Low NOx Coal-and-Air Nozzles with Cross-Coupled and Separated Overfire Air | NOx | 471.4524 | 307.8768 | 77.9676 | 211.6274 | 0 | 223.4722 | Title 35, Part 225, Subpart B, Multi-pollutant Standard and Combined Pollutant Standard Title 35, Part 217, Subpart M: Electrical Generating Units, Subpart U: NOx Control and Trading Program forspecified NOx Generating Units, Subpart V: Electric Power Generation, Subpart W: NOx Trading Program forElectrical Generating Units | Title 326, Article 10, Nitrogen Oxides Rules | Part 8. Emission Limitations and Prohibitions—Oxides of Nitrogen |  | Chapter 3745-110, Nitrogen Oxides - Reasonably Available Control Technology | Chapter NR 428 Control of Nitrogen Compound Emissions Chapter NR 433 Protection of Visibility by Application of Best Available Retrofit Technology | IL | IN | MI |  | OH | WI | ILINMIOHWI
- | P - 6 | Utility Boiler - Coal/ Tangential | Low NOx Coal-and-Air Nozzles with Cross-Coupled Overfire Air | NOx | 319.371 | 208.5617 | 52.8167 | 143.3605 | 0 | 151.3844 | Title 35, Part 225, Subpart B, Multi-pollutant Standard and Combined Pollutant Standard Title 35, Part 217, Subpart M: Electrical Generating Units, Subpart U: NOx Control and Trading Program forspecified NOx Generating Units, Subpart V: Electric Power Generation, Subpart W: NOx Trading Program forElectrical Generating Units | Title 326, Article 10, Nitrogen Oxides Rules | Part 8. Emission Limitations and Prohibitions—Oxides of Nitrogen |  | Chapter 3745-110, Nitrogen Oxides - Reasonably Available Control Technology | Chapter NR 428 Control of Nitrogen Compound Emissions Chapter NR 433 Protection of Visibility by Application of Best Available Retrofit Technology | IL | IN | MI |  | OH | WI | ILINMIOHWI
- | P - 7 | Utility Boiler - Coal/ Tangential | Low NOx Coal-and-Air Nozzles with Separated Overfire Air | NOx | 357.3914 | 233.3905 | 59.1044 | 160.4272 | 0 | 169.4064 | Title 35, Part 225, Subpart B, Multi-pollutant Standard and Combined Pollutant Standard Title 35, Part 217, Subpart M: Electrical Generating Units, Subpart U: NOx Control and Trading Program forspecified NOx Generating Units, Subpart V: Electric Power Generation, Subpart W: NOx Trading Program forElectrical Generating Units | Title 326, Article 10, Nitrogen Oxides Rules | Part 8. Emission Limitations and Prohibitions—Oxides of Nitrogen |  | Chapter 3745-110, Nitrogen Oxides - Reasonably Available Control Technology | Chapter NR 428 Control of Nitrogen Compound Emissions Chapter NR 433 Protection of Visibility by Application of Best Available Retrofit Technology | IL | IN | MI |  | OH | WI | ILINMIOHWI
- | P - 8 | Utility Boiler - Coal/ Tangential | Natural Gas Reburn | NOx | 0 | 248.2878 | 0 | 0 | 0 | 0 | Title 35, Part 225, Subpart B, Multi-pollutant Standard and Combined Pollutant Standard Title 35, Part 217, Subpart M: Electrical Generating Units, Subpart U: NOx Control and Trading Program forspecified NOx Generating Units, Subpart V: Electric Power Generation, Subpart W: NOx Trading Program forElectrical Generating Units | Title 326, Article 10, Nitrogen Oxides Rules | Part 8. Emission Limitations and Prohibitions—Oxides of Nitrogen |  | Chapter 3745-110, Nitrogen Oxides - Reasonably Available Control Technology | Chapter NR 428 Control of Nitrogen Compound Emissions Chapter NR 433 Protection of Visibility by Application of Best Available Retrofit Technology | IL | IN | MI |  | OH | WI | ILINMIOHWI
- | P - 9 | Utility Boiler - Coal/ Tangential | Selective Catalytic Reduction | NOx | 0 | 446.918 | 0 | 0 | 0 | 0 | Title 35, Part 225, Subpart B, Multi-pollutant Standard and Combined Pollutant Standard Title 35, Part 217, Subpart M: Electrical Generating Units, Subpart U: NOx Control and Trading Program forspecified NOx Generating Units, Subpart V: Electric Power Generation, Subpart W: NOx Trading Program forElectrical Generating Units | Title 326, Article 10, Nitrogen Oxides Rules | Part 8. Emission Limitations and Prohibitions—Oxides of Nitrogen |  | Chapter 3745-110, Nitrogen Oxides - Reasonably Available Control Technology | Chapter NR 428 Control of Nitrogen Compound Emissions Chapter NR 433 Protection of Visibility by Application of Best Available Retrofit Technology | IL | IN | MI |  | OH | WI | ILINMIOHWI
- | P - 10 | Utility Boiler - Coal/ Tangential | Selective Non-Catalytic Reduction | NOx | 0 | 211.0446 | 0 | 0 | 0 | 0 | Title 35, Part 225, Subpart B, Multi-pollutant Standard and Combined Pollutant Standard Title 35, Part 217, Subpart M: Electrical Generating Units, Subpart U: NOx Control and Trading Program forspecified NOx Generating Units, Subpart V: Electric Power Generation, Subpart W: NOx Trading Program forElectrical Generating Units | Title 326, Article 10, Nitrogen Oxides Rules | Part 8. Emission Limitations and Prohibitions—Oxides of Nitrogen |  | Chapter 3745-110, Nitrogen Oxides - Reasonably Available Control Technology | Chapter NR 428 Control of Nitrogen Compound Emissions Chapter NR 433 Protection of Visibility by Application of Best Available Retrofit Technology | IL | IN | MI |  | OH | WI | ILINMIOHWI
EmissRed | P - 11 | Utility Boiler - Coal/ Wall Fired | Selective Catalytic Reduction | NOx | 544.6704 | 2568.1962 | 0 | 0.04675 | 1641.2515 | 0 | Title 35, Part 225, Subpart B, Multi-pollutant Standard and Combined Pollutant Standard Title 35, Part 217, Subpart M: Electrical Generating Units, Subpart U: NOx Control and Trading Program forspecified NOx Generating Units, Subpart V: Electric Power Generation, Subpart W: NOx Trading Program forElectrical Generating Units | Title 326, Article 10, Nitrogen Oxides Rules | Part 8. Emission Limitations and Prohibitions—Oxides of Nitrogen |  | Chapter 3745-110, Nitrogen Oxides - Reasonably Available Control Technology | Chapter NR 428 Control of Nitrogen Compound Emissions Chapter NR 433 Protection of Visibility by Application of Best Available Retrofit Technology | IL | IN | MI |  | OH | WI | ILINMIOHWI
EmissRed | P - 12 | Utility Boiler - Coal/ Wall Fired | Selective Non-Catalytic Reduction | NOx | 240.2958 | 1133.0277 | 0 | 0.020625 | 724.0816 | 0 | Title 35, Part 225, Subpart B, Multi-pollutant Standard and Combined Pollutant Standard Title 35, Part 217, Subpart M: Electrical Generating Units, Subpart U: NOx Control and Trading Program forspecified NOx Generating Units, Subpart V: Electric Power Generation, Subpart W: NOx Trading Program forElectrical Generating Units | Title 326, Article 10, Nitrogen Oxides Rules | Part 8. Emission Limitations and Prohibitions—Oxides of Nitrogen |  | Chapter 3745-110, Nitrogen Oxides - Reasonably Available Control Technology | Chapter NR 428 Control of Nitrogen Compound Emissions Chapter NR 433 Protection of Visibility by Application of Best Available Retrofit Technology | IL | IN | MI |  | OH | WI | ILINMIOHWI
EmissRed | P - 13 | Utility Boiler - Subbituminous Coal -Wall Fired | Low NOx Burner and Over Fire Air | NOx | 259.7376 | 168.6068 | 805.7069 | 483.2963 | 0 | 319.6541 | Title 35, Part 225, Subpart B, Multi-pollutant Standard and Combined Pollutant Standard Title 35, Part 217, Subpart M: Electrical Generating Units, Subpart U: NOx Control and Trading Program forspecified NOx Generating Units, Subpart V: Electric Power Generation, Subpart W: NOx Trading Program forElectrical Generating Units | Title 326, Article 10, Nitrogen Oxides Rules | Part 8. Emission Limitations and Prohibitions—Oxides of Nitrogen |  | Chapter 3745-110, Nitrogen Oxides - Reasonably Available Control Technology | Chapter NR 428 Control of Nitrogen Compound Emissions Chapter NR 433 Protection of Visibility by Application of Best Available Retrofit Technology | IL | IN | MI |  | OH | WI | ILINMIOHWI
- | P - 14 | Utility Boiler - Subbituminous Coal/ Wall Fired | Low NOx Burner | NOx | 205.6256 | 133.4803 | 637.8513 | 382.6096 | 0 | 253.0595 | Title 35, Part 225, Subpart B, Multi-pollutant Standard and Combined Pollutant Standard Title 35, Part 217, Subpart M: Electrical Generating Units, Subpart U: NOx Control and Trading Program forspecified NOx Generating Units, Subpart V: Electric Power Generation, Subpart W: NOx Trading Program forElectrical Generating Units | Title 326, Article 10, Nitrogen Oxides Rules | Part 8. Emission Limitations and Prohibitions—Oxides of Nitrogen |  | Chapter 3745-110, Nitrogen Oxides - Reasonably Available Control Technology | Chapter NR 428 Control of Nitrogen Compound Emissions Chapter NR 433 Protection of Visibility by Application of Best Available Retrofit Technology | IL | IN | MI |  | OH | WI | ILINMIOHWI
EmissRed | P - 15 | Coal Fired EGU | Non-Thermal Plasma | NOx | 920.3661 | 2475.2764 | 1086.7995 | 625.6444 | 1375.0349 | 474.4018 | Title 35, Part 225, Subpart B, Multi-pollutant Standard and Combined Pollutant Standard Title 35, Part 217, Subpart M: Electrical Generating Units, Subpart U: NOx Control and Trading Program forspecified NOx Generating Units, Subpart V: Electric Power Generation, Subpart W: NOx Trading Program forElectrical Generating Units | Title 326, Article 10, Nitrogen Oxides Rules | Part 8. Emission Limitations and Prohibitions—Oxides of Nitrogen |  | Chapter 3745-110, Nitrogen Oxides - Reasonably Available Control Technology | Chapter NR 428 Control of Nitrogen Compound Emissions Chapter NR 433 Protection of Visibility by Application of Best Available Retrofit Technology | IL | IN | MI |  | OH | WI | ILINMIOHWI
- | P - 16 | External Combustion Boilers - Natural Gas (Tangential or Non-Tangential Firing) | Natural Gas Reburn | NOx | 13.0697 | 91.8011 | 38.4212 | 58.0152 | 13.7778 | 33.2142 | Title 35, Part 217, Subpart C: Existing Fuel Combustion Emission Units, Subpart E: Industrial Boilers, Subpart F: Process Heaters, Subpart Q: Stationary ReciprocatingInternal Combustion Engines and Turbines | Title 326, Article 10, Nitrogen Oxides Rules | Part 8. Emission Limitations and Prohibitions—Oxides of Nitrogen | Chapter 7011, Standards for Stationary Sources, Indirect and Direct Heating (7011.0600-7011-.0625, 7011.0500-7011.0550) | Chapter 3745-14, NOx Budget Program Chapter 3745-110, Nitrogen Oxides - Reasonably Available Control Technology | Chapter NR 428 Control of Nitrogen Compound Emissions | IL | IN | MI | MN | OH | WI | ILINMIMNOHWI
- | P - 17 | Natural Gas Fired EGU | Non-Thermal Plasma | NOx | 23.5254 | 165.242 | 69.1581 | 104.4274 | 24.8001 | 59.7855 | Title 35, Part 217, Subpart C: Existing Fuel Combustion Emission Units, Subpart E: Industrial Boilers, Subpart F: Process Heaters, Subpart Q: Stationary ReciprocatingInternal Combustion Engines and Turbines | Title 326, Article 10, Nitrogen Oxides Rules | Part 8. Emission Limitations and Prohibitions—Oxides of Nitrogen | Chapter 7011, Standards for Stationary Sources, Indirect and Direct Heating (7011.0600-7011-.0625, 7011.0500-7011.0550) | Chapter 3745-14, NOx Budget Program Chapter 3745-110, Nitrogen Oxides - Reasonably Available Control Technology | Chapter NR 428 Control of Nitrogen Compound Emissions | IL | IN | MI | MN | OH | WI | ILINMIMNOHWI
C-E | P - 18 | Cement Kilns | Biosolid Injection Technology | NOx | 36.5985 | 49.5128 | 22.9542 | 0 | 0 | 0 | Title 35, Part 217, Subparts H and T: Cement Kilns | Title 326, Article 10, Nitrogen Oxides Rules | Part 8. Emission Limitations and Prohibitions—Oxides of Nitrogen (336.1817) | 0 | Rule 3745-14-11, Portland Cement Klins | Chapter NR 428 - Control of Nitrogen Compound Emissions | IL | IN | MI | MN | OH | WI | ILINMIMNOHWI
C-E | P - 19 | Cement Kilns | Changing feed composition | NOx | 51.7153 | 69.9637 | 32.4353 | 0 | 0 | 0 | Title 35, Part 217, Subparts H and T: Cement Kilns | Title 326, Article 10, Nitrogen Oxides Rules | Part 8. Emission Limitations and Prohibitions—Oxides of Nitrogen (336.1817) | 0 | Rule 3745-14-11, Portland Cement Klins | Chapter NR 428 - Control of Nitrogen Compound Emissions | IL | IN | MI | MN | OH | WI | ILINMIMNOHWI
- | P - 20 | Cement Kilns | Process Control Systems | NOx | 39.781 | 53.8182 | 24.9502 | 0 | 0 | 0 | Title 35, Part 217, Subparts H and T: Cement Kilns | Title 326, Article 10, Nitrogen Oxides Rules | Part 8. Emission Limitations and Prohibitions—Oxides of Nitrogen (336.1817) | 0 | Rule 3745-14-11, Portland Cement Klins | Chapter NR 428 - Control of Nitrogen Compound Emissions | IL | IN | MI | MN | OH | WI | ILINMIMNOHWI
- | P - 21 | Cement Manufacturing - Dry Process | Selective Non-Catalytic Reduction - Ammonia | NOx | 66.3744 | 8.401 | 176.4289 | 0 | 19.953 | 0 | Title 35, Part 217, Subparts H and T: Cement Kilns | Title 326, Article 10, Nitrogen Oxides Rules | Part 8. Emission Limitations and Prohibitions—Oxides of Nitrogen (336.1817) | 0 | Rule 3745-14-11, Portland Cement Klins | Chapter NR 428 - Control of Nitrogen Compound Emissions | IL | IN | MI | MN | OH | WI | ILINMIMNOHWI
- | P - 22 | Cement Manufacturing - Dry Process | Selective Non-Catalytic Reduction - Urea | NOx | 66.3744 | 104.4072 | 176.4289 | 0 | 65.6955 | 0 | Title 35, Part 217, Subparts H and T: Cement Kilns | Title 326, Article 10, Nitrogen Oxides Rules | Part 8. Emission Limitations and Prohibitions—Oxides of Nitrogen (336.1817) | 0 | Rule 3745-14-11, Portland Cement Klins | Chapter NR 428 - Control of Nitrogen Compound Emissions | IL | IN | MI | MN | OH | WI | ILINMIMNOHWI
C-E | P - 23 | Cement Manufacturing - Dry Process or Wet Process | Low NOx Burner | NOx | 0 | 53.3367 | 0 | 0 | 25.4125 | 0 | Title 35, Part 217, Subparts H and T: Cement Kilns | Title 326, Article 10, Nitrogen Oxides Rules | Part 8. Emission Limitations and Prohibitions—Oxides of Nitrogen (336.1817) | 0 | Rule 3745-14-11, Portland Cement Klins | Chapter NR 428 - Control of Nitrogen Compound Emissions | IL | IN | MI | MN | OH | WI | ILINMIMNOHWI
C-E | P - 24 | Cement Manufacturing - Dry Process or Wet Process | Mid-Kiln Firing | NOx | 0 | 64.0041 | 0 | 0 | 30.495 | 0 | Title 35, Part 217, Subparts H and T: Cement Kilns | Title 326, Article 10, Nitrogen Oxides Rules | Part 8. Emission Limitations and Prohibitions—Oxides of Nitrogen (336.1817) | 0 | Rule 3745-14-11, Portland Cement Klins | Chapter NR 428 - Control of Nitrogen Compound Emissions | IL | IN | MI | MN | OH | WI | ILINMIMNOHWI
R-Select | P - 25 | Cement Manufacturing - Wet Process | Selective Catalytic Reduction | NOx | 0 | 181.3449 | 0 | 0 | 86.4025 | 0 | Title 35, Part 217, Subparts H and T: Cement Kilns | Title 326, Article 10, Nitrogen Oxides Rules | Part 8. Emission Limitations and Prohibitions—Oxides of Nitrogen (336.1817) | 0 | Rule 3745-14-11, Portland Cement Klins | Chapter NR 428 - Control of Nitrogen Compound Emissions | IL | IN | MI | MN | OH | WI | ILINMIMNOHWI
- | P - 26 | In-Process - Bituminous Coal - Cement Kilns or Lime Kilns | Selective Catalytic Reduction | NOx | 0 | 0 | 0 | 0 | 0 | 0 | Title 35, Part 217, Subparts H and T: Cement Kilns | Title 326, Article 10, Nitrogen Oxides Rules | Part 8. Emission Limitations and Prohibitions—Oxides of Nitrogen (336.1817) | 0 | Rule 3745-14-11, Portland Cement Klins | Chapter NR 428 - Control of Nitrogen Compound Emissions | IL | IN | MI | MN | OH | WI | ILINMIMNOHWI
- | P - 27 | In-Process - Bituminous Coal - Cement Kilns or Lime Kilns | Selective Non-Catalytic Reduction - Urea | NOx | 0.016391 | 0 | 0 | 0 | 0 | 0 | Title 35, Part 217, Subparts H and T: Cement Kilns | Title 326, Article 10, Nitrogen Oxides Rules | Part 8. Emission Limitations and Prohibitions—Oxides of Nitrogen (336.1817) | 0 | Rule 3745-14-11, Portland Cement Klins | Chapter NR 428 - Control of Nitrogen Compound Emissions | IL | IN | MI | MN | OH | WI | ILINMIMNOHWI
- | P - 28 | Cement Kilns | Non-Thermal Plasma | NOx | 132.7815 | 208.8143 | 352.8579 | 0 | 131.391 | 0 | Title 35, Part 217, Subparts H and T: Cement Kilns | Title 326, Article 10, Nitrogen Oxides Rules | Part 8. Emission Limitations and Prohibitions—Oxides of Nitrogen (336.1817) | 0 | Rule 3745-14-11, Portland Cement Klins | Chapter NR 428 - Control of Nitrogen Compound Emissions | IL | IN | MI | MN | OH | WI | ILINMIMNOHWI
- | P - 29 | Cement Kilns | Transition to zero and near-zero emission technologies for stationary sources | NOx | NA | NA | NA | NA | NA | NA | Title 35, Part 217, Subparts H and T: Cement Kilns | Title 326, Article 10, Nitrogen Oxides Rules | Part 8. Emission Limitations and Prohibitions—Oxides of Nitrogen (336.1817) | 0 | Rule 3745-14-11, Portland Cement Klins | Chapter NR 428 - Control of Nitrogen Compound Emissions | IL | IN | MI | MN | OH | WI | ILINMIMNOHWI
- | P - 30 | Iron & Steel - In-Process Combustion - Bituminous Coal | Selective Catalytic Reduction | NOx | 0.13524 | 112.8974 | 1.2807 | 0 | 4.3519 | 0 | Title 35, Part 217, Subpart C: Existing Fuel Combustion Emission Units, Subpart E: Industrial Boilers, Subpart F: Process Heaters, Subpart Q: Stationary ReciprocatingInternal Combustion Engines and Turbines | Title 326, Article 10, Nitrogen Oxides RulesTitle 326, Article 4-3 (Outdoor Hydronic Heaters) | Part 8. Emission Limitations and Prohibitions—Oxides of Nitrogen | Chapter 7011, Standards for Stationary Sources | Chapter 3745-14, NOx Budget ProgramChapter 3745-110, Nitrogen Oxides - Reasonably Available Control Technology | Chapter NR 428 Control of Nitrogen Compound Emissions | IL | IN | MI | MN | OH | WI | ILINMIMNOHWI
- | P - 31 | Iron & Steel - In-Process Combustion - Natural Gas and Process Gas - Coke Oven Gas | Low NOx Burner | NOx | 0.079552 | 66.4103 | 0.75335 | 0 | 2.56 | 0 | Title 35, Part 217, Subpart C: Existing Fuel Combustion Emission Units, Subpart E: Industrial Boilers, Subpart F: Process Heaters, Subpart Q: Stationary ReciprocatingInternal Combustion Engines and Turbines | Title 326, Article 10, Nitrogen Oxides RulesTitle 326, Article 4-3 (Outdoor Hydronic Heaters) | Part 8. Emission Limitations and Prohibitions—Oxides of Nitrogen | Chapter 7011, Standards for Stationary Sources | Chapter 3745-14, NOx Budget ProgramChapter 3745-110, Nitrogen Oxides - Reasonably Available Control Technology | Chapter NR 428 Control of Nitrogen Compound Emissions | IL | IN | MI | MN | OH | WI | ILINMIMNOHWI
- | P - 32 | Iron & Steel - In-Process Combustion - Natural Gas and Process Gas - Coke Oven Gas | Selective Catalytic Reduction | NOx | 0.13524 | 112.8974 | 1.2807 | 0 | 4.3519 | 0 | Title 35, Part 217, Subpart C: Existing Fuel Combustion Emission Units, Subpart E: Industrial Boilers, Subpart F: Process Heaters, Subpart Q: Stationary ReciprocatingInternal Combustion Engines and Turbines | Title 326, Article 10, Nitrogen Oxides RulesTitle 326, Article 4-3 (Outdoor Hydronic Heaters) | Part 8. Emission Limitations and Prohibitions—Oxides of Nitrogen | Chapter 7011, Standards for Stationary Sources | Chapter 3745-14, NOx Budget ProgramChapter 3745-110, Nitrogen Oxides - Reasonably Available Control Technology | Chapter NR 428 Control of Nitrogen Compound Emissions | IL | IN | MI | MN | OH | WI | ILINMIMNOHWI
- | P - 33 | Iron & Steel - In-Process Combustion - Process Gas -Coke Oven/ Blast Furnace | Low NOx Burner and Flue Gas Recirculation | NOx | 0.087508 | 73.0513 | 0.82869 | 0 | 2.8159 | 0 | Title 35, Part 217, Subpart C: Existing Fuel Combustion Emission Units, Subpart E: Industrial Boilers, Subpart F: Process Heaters, Subpart Q: Stationary ReciprocatingInternal Combustion Engines and Turbines | Title 326, Article 10, Nitrogen Oxides RulesTitle 326, Article 4-3 (Outdoor Hydronic Heaters) | Part 8. Emission Limitations and Prohibitions—Oxides of Nitrogen | Chapter 7011, Standards for Stationary Sources | Chapter 3745-14, NOx Budget ProgramChapter 3745-110, Nitrogen Oxides - Reasonably Available Control Technology | Chapter NR 428 Control of Nitrogen Compound Emissions | IL | IN | MI | MN | OH | WI | ILINMIMNOHWI
- | P - 34 | Iron & Steel - In-Process Combustion - Residual Oil | Selective Catalytic Reduction | NOx | 0.13524 | 112.8974 | 1.2807 | 0 | 4.3519 | 0 | Title 35, Part 217, Subpart C: Existing Fuel Combustion Emission Units, Subpart E: Industrial Boilers, Subpart F: Process Heaters, Subpart Q: Stationary ReciprocatingInternal Combustion Engines and Turbines | Title 326, Article 10, Nitrogen Oxides RulesTitle 326, Article 4-3 (Outdoor Hydronic Heaters) | Part 8. Emission Limitations and Prohibitions—Oxides of Nitrogen | Chapter 7011, Standards for Stationary Sources | Chapter 3745-14, NOx Budget ProgramChapter 3745-110, Nitrogen Oxides - Reasonably Available Control Technology | Chapter NR 428 Control of Nitrogen Compound Emissions | IL | IN | MI | MN | OH | WI | ILINMIMNOHWI
- | P - 35 | Iron & Steel Mills - Annealing | Low NOx Burner | NOx | 0 | 0 | 0 | 0 | 0 | 0
- | P - 36 | Iron & Steel Mills - Annealing | Low NOx Burner and Flue Gas Recirculation | NOx | 0 | 0 | 0 | 0 | 0 | 0
- | P - 37 | Iron & Steel Mills - Annealing | Low NOx Burner and Selective Catalytic Reduction | NOx | 0 | 0 | 0 | 0 | 0 | 0
- | P - 38 | Iron & Steel Mills - Annealing | Low NOx Burner and Selective Non Catalytic Reduction | NOx | 0 | 0 | 0 | 0 | 0 | 0
- | P - 39 | Iron & Steel Mills - Annealing | Selective Catalytic Reduction | NOx | 0 | 0 | 0 | 0 | 0 | 0
- | P - 40 | Iron & Steel Mills - Annealing | Selective Non Catalytic Reduction | NOx | 0 | 0 | 0 | 0 | 0 | 0
- | P - 41 | Iron & Steel Mills - Cupola Melt Furnaces | Selective Catalytic Reduction | NOx | 0.5477 | 7.1689 | 1.9655 | 0.017017 | 4.7391 | 12.2861
- | P - 42 | Iron & Steel Mills - Galvanizing | Low NOx Burner | NOx | 0 | 0 | 0 | 0 | 0 | 0
- | P - 43 | Iron & Steel Mills - Galvanizing | Low NOx Burner and Flue Gas Recirculation | NOx | 0 | 0 | 0 | 0 | 0 | 0
- | P - 44 | Iron & Steel Mills - Reheating | Low Excess Air | NOx | 0 | 0 | 0 | 0 | 0 | 0
C-E | P - 45 | Iron & Steel Mills - Reheating | Low NOx Burner | NOx | 0 | 0 | 0 | 0 | 0 | 0
- | P - 46 | Iron & Steel Mills - Reheating | Low NOx Burner and Flue Gas Recirculation | NOx | 0 | 0 | 0 | 0 | 0 | 0
- | P - 47 | Iron Production - Blast Furnace - Blast Heating Stoves | Low NOx Burner and Flue Gas Recirculation | NOx | 0 | 0 | 0 | 0 | 0 | 0 | Title 35, Part 217, Subpart C: Existing Fuel Combustion Emission Units, Subpart E: Industrial Boilers, Subpart F: Process Heaters, Subpart Q: Stationary ReciprocatingInternal Combustion Engines and Turbines | Title 326, Article 10, Nitrogen Oxides RulesTitle 326, Article 4-3 (Outdoor Hydronic Heaters) | Part 8. Emission Limitations and Prohibitions—Oxides of Nitrogen | Chapter 7011, Standards for Stationary Sources | Chapter 3745-14, NOx Budget ProgramChapter 3745-110, Nitrogen Oxides - Reasonably Available Control Technology | Chapter NR 428 Control of Nitrogen Compound Emissions | IL | IN | MI | MN | OH | WI | ILINMIMNOHWI
- | P - 48 | Taconite Iron Ore Processing - Induration - Coal or Gas | Selective Catalytic Reduction | NOx | 0 | 0 | 1189.7025 | 41.146 | 0 | 0
- | P - 49 | Steel Foundries - Heat Treating Furnaces | Low NOx Burner | NOx | 0.1925 | 0 | 0 | 0 | 2.2016 | 0 | Title 35, Part 217, Subpart C: Existing Fuel Combustion Emission Units, Subpart E: Industrial Boilers, Subpart F: Process Heaters, Subpart Q: Stationary ReciprocatingInternal Combustion Engines and Turbines | Title 326, Article 10, Nitrogen Oxides RulesTitle 326, Article 4-3 (Outdoor Hydronic Heaters) | Part 8. Emission Limitations and Prohibitions—Oxides of Nitrogen | Chapter 7011, Standards for Stationary Sources | Chapter 3745-14, NOx Budget ProgramChapter 3745-110, Nitrogen Oxides - Reasonably Available Control Technology | Chapter NR 428 Control of Nitrogen Compound Emissions | IL | IN | MI | MN | OH | WI | ILINMIMNOHWI
- | P - 50 | Steel Production - Soaking Pits | Low NOx Burner and Flue Gas Recirculation | NOx | 0 | 0 | 0 | 0 | 0 | 0
- | P - 51 | Iron & Steel Mills/Foundries | Non-Thermal Plasma | NOx | 0.14319 | 119.5385 | 1.356 | 0 | 4.6079 | 0
- | P - 52 | Iron & Steel Mills/Foundries | Transition to zero and near-zero emission technologies for stationary sources | NOx | NA | NA | NA | NA | NA | NA
- | P - 53 | Industrial Natural Gas Internal Combustion Engines - 2cycle (lean) | Low Emission Combustion | NOx | 170.9568 | 78.7581 | 272.6344 | 38.5729 | 220.035 | 1.8569 | Title 35, Part 217, Subpart C: Existing Fuel Combustion Emission Units, Subpart E: Industrial Boilers, Subpart F: Process Heaters, Subpart Q: Stationary ReciprocatingInternal Combustion Engines and Turbines | Title 326, Article 10, Nitrogen Oxides Rules | Part 8. Emission Limitations and Prohibitions—Oxides of Nitrogen | Chapter 7011, Standards for Stationary Sources, Indirect and Direct Heating (7011.0600-7011-.0625, 7011.0500-7011.0550) | Chapter 3745-14, NOx Budget Program Chapter 3745-110, Nitrogen Oxides - Reasonably Available Control Technology | Chapter NR 428 Control of Nitrogen Compound Emissions | IL | IN | MI | MN | OH | WI | ILINMIMNOHWI
C-E | P - 54 | Industrial Natural Gas Internal Combustion Engines - 4cycle (rich) | Non-Selective Catalytic Reduction | NOx | 9.7109 | 15.1354 | 210.9408 | 0.33901 | 9.553 | 0.13348 | Title 35, Part 217, Subpart C: Existing Fuel Combustion Emission Units, Subpart E: Industrial Boilers, Subpart F: Process Heaters, Subpart Q: Stationary ReciprocatingInternal Combustion Engines and Turbines | Title 326, Article 10, Nitrogen Oxides Rules | Part 8. Emission Limitations and Prohibitions—Oxides of Nitrogen | Chapter 7011, Standards for Stationary Sources, Indirect and Direct Heating (7011.0600-7011-.0625, 7011.0500-7011.0550) | Chapter 3745-14, NOx Budget Program Chapter 3745-110, Nitrogen Oxides - Reasonably Available Control Technology | Chapter NR 428 Control of Nitrogen Compound Emissions | IL | IN | MI | MN | OH | WI | ILINMIMNOHWI
- | P - 55 | Internal Combustion Engines - Natural Gas | Low Emissions Combustion (Low Speed) | NOx | 119.4856 | 539.8532 | 548.0523 | 157.7392 | 315.0902 | 31.0903 | Title 35, Part 217, Subpart C: Existing Fuel Combustion Emission Units, Subpart E: Industrial Boilers, Subpart F: Process Heaters, Subpart Q: Stationary ReciprocatingInternal Combustion Engines and Turbines | Title 326, Article 10, Nitrogen Oxides Rules | Part 8. Emission Limitations and Prohibitions—Oxides of Nitrogen | Chapter 7011, Standards for Stationary Sources, Indirect and Direct Heating (7011.0600-7011-.0625, 7011.0500-7011.0550) | Chapter 3745-14, NOx Budget Program Chapter 3745-110, Nitrogen Oxides - Reasonably Available Control Technology | Chapter NR 428 Control of Nitrogen Compound Emissions | IL | IN | MI | MN | OH | WI | ILINMIMNOHWI
EmissRed | P - 56 | Internal Combustion Engines - Natural Gas | Low Emissions Combustion (Medium Speed) | NOx | 707.1059 | 636.5716 | 865.8593 | 197.7577 | 1091.6065 | 52.1807 | Title 35, Part 217, Subpart C: Existing Fuel Combustion Emission Units, Subpart E: Industrial Boilers, Subpart F: Process Heaters, Subpart Q: Stationary ReciprocatingInternal Combustion Engines and Turbines | Title 326, Article 10, Nitrogen Oxides Rules | Part 8. Emission Limitations and Prohibitions—Oxides of Nitrogen | Chapter 7011, Standards for Stationary Sources, Indirect and Direct Heating (7011.0600-7011-.0625, 7011.0500-7011.0550) | Chapter 3745-14, NOx Budget Program Chapter 3745-110, Nitrogen Oxides - Reasonably Available Control Technology | Chapter NR 428 Control of Nitrogen Compound Emissions | IL | IN | MI | MN | OH | WI | ILINMIMNOHWI
EmissRed | P - 57 | Internal Combustion Engines - Natural Gas | Non-Selective Catalytic Reduction | NOx | 123.6058 | 558.4688 | 566.9506 | 163.1785 | 325.9554 | 32.1624 | Title 35, Part 217, Subpart C: Existing Fuel Combustion Emission Units, Subpart E: Industrial Boilers, Subpart F: Process Heaters, Subpart Q: Stationary ReciprocatingInternal Combustion Engines and Turbines | Title 326, Article 10, Nitrogen Oxides Rules | Part 8. Emission Limitations and Prohibitions—Oxides of Nitrogen | Chapter 7011, Standards for Stationary Sources, Indirect and Direct Heating (7011.0600-7011-.0625, 7011.0500-7011.0550) | Chapter 3745-14, NOx Budget Program Chapter 3745-110, Nitrogen Oxides - Reasonably Available Control Technology | Chapter NR 428 Control of Nitrogen Compound Emissions | IL | IN | MI | MN | OH | WI | ILINMIMNOHWI
EmissRed | P - 58 | Internal Combustion Engines - Natural Gas | Selective Catalytic Reduction | NOx | 690.8506 | 621.9378 | 845.9545 | 193.2115 | 1067.6635 | 50.9811 | Title 35, Part 217, Subpart C: Existing Fuel Combustion Emission Units, Subpart E: Industrial Boilers, Subpart F: Process Heaters, Subpart Q: Stationary ReciprocatingInternal Combustion Engines and Turbines | Title 326, Article 10, Nitrogen Oxides Rules | Part 8. Emission Limitations and Prohibitions—Oxides of Nitrogen | Chapter 7011, Standards for Stationary Sources, Indirect and Direct Heating (7011.0600-7011-.0625, 7011.0500-7011.0550) | Chapter 3745-14, NOx Budget Program Chapter 3745-110, Nitrogen Oxides - Reasonably Available Control Technology | Chapter NR 428 Control of Nitrogen Compound Emissions | IL | IN | MI | MN | OH | WI | ILINMIMNOHWI
- | P - 59 | Natural Gas Production - Compressors | Selective Catalytic Reduction | NOx | 55.9484 | 0.11055 | 0.028346 | 0 | 9.9161 | 0 | Title 35, Part 217, Subpart C: Existing Fuel Combustion Emission Units, Subpart E: Industrial Boilers, Subpart F: Process Heaters, Subpart Q: Stationary ReciprocatingInternal Combustion Engines and Turbines | Title 326, Article 10, Nitrogen Oxides Rules | Part 8. Emission Limitations and Prohibitions—Oxides of Nitrogen | Chapter 7011, Standards for Stationary Sources, Indirect and Direct Heating (7011.0600-7011-.0625, 7011.0500-7011.0550) | Chapter 3745-14, NOx Budget Program Chapter 3745-110, Nitrogen Oxides - Reasonably Available Control Technology | Chapter NR 428 Control of Nitrogen Compound Emissions | IL | IN | MI | MN | OH | WI | ILINMIMNOHWI
- | P - 60 | Natural Gas Pipelines | Non-Thermal Plasma | NOx | 0 | 0 | 0 | 0 | 0 | 0 | Title 35, Parts 218 and 219, Subpart B: Organic Emissions from Storage and Loading Operations and Subpart R: Petroleum Refining and Related Industries; Asphalt Materials , | Title 326, Article 8-4 (Petroleum Sources) | Part 6 and 7. Emission Limitation and Prohibitions – Existing and New Sources of Volatile Organic Compounds Emissions (336.1608, 336.1609, 336.1615-336.1617, 336.1622, 336.1705, 336.1706) |  | Chapter 3745-21, Carbon Monoxide, Photochemically Reactive Materials, Hydrocarbons, and Related Materials Standards | Chapter NR 420 Control of Organic Compound Emissions from Petroleum And Gasoline Sources | IL | IN | MI | MN | OH | WI | ILINMIMNOHWI
EmissRed | P - 61 | Natural Gas Pipelines | Transition to zero and near-zero emission technologies for stationary sources | NOx | 826.8127 | 739.9097 | 1024.0319 | 277.6483 | 1148.9761 | 61.4258 | Title 35, Parts 218 and 219, Subpart B: Organic Emissions from Storage and Loading Operations and Subpart R: Petroleum Refining and Related Industries; Asphalt Materials , | Title 326, Article 8-4 (Petroleum Sources) | Part 6 and 7. Emission Limitation and Prohibitions – Existing and New Sources of Volatile Organic Compounds Emissions (336.1608, 336.1609, 336.1615-336.1617, 336.1622, 336.1705, 336.1706) |  | Chapter 3745-21, Carbon Monoxide, Photochemically Reactive Materials, Hydrocarbons, and Related Materials Standards | Chapter NR 420 Control of Organic Compound Emissions from Petroleum And Gasoline Sources | IL | IN | MI | MN | OH | WI | ILINMIMNOHWI
- | P - 62 | Process Heaters - Distillate Oil, Residual Oil, or Other Fuel | Low NOx Burner and Selective Noncatalytic Reduction | NOx | 7.1038 | 99.861 | 91.4414 | 0.026258 | 2.1682 | 2.1521 | Title 35, Part 217, Subpart C: Existing Fuel Combustion Emission Units, Subpart E: Industrial Boilers, Subpart F: Process Heaters, Subpart Q: Stationary ReciprocatingInternal Combustion Engines and Turbines | Title 326, Article 10, Nitrogen Oxides RulesTitle 326, Article 4-3 (Outdoor Hydronic Heaters) | Part 8. Emission Limitations and Prohibitions—Oxides of Nitrogen | Chapter 7011, Standards for Stationary Sources | Chapter 3745-14, NOx Budget ProgramChapter 3745-110, Nitrogen Oxides - Reasonably Available Control Technology | Chapter NR 428 Control of Nitrogen Compound Emissions | IL | IN | MI | MN | OH | WI | ILINMIMNOHWI
- | P - 63 | Process Heaters | Low NOx Burner and Flue Gas Recirculation | NOx | 210.6237 | 66.9249 | 56.3571 | 56.0261 | 117.4517 | 23.7761 | Title 35, Part 217, Subpart C: Existing Fuel Combustion Emission Units, Subpart E: Industrial Boilers, Subpart F: Process Heaters, Subpart Q: Stationary ReciprocatingInternal Combustion Engines and Turbines | Title 326, Article 10, Nitrogen Oxides RulesTitle 326, Article 4-3 (Outdoor Hydronic Heaters) | Part 8. Emission Limitations and Prohibitions—Oxides of Nitrogen | Chapter 7011, Standards for Stationary Sources | Chapter 3745-14, NOx Budget ProgramChapter 3745-110, Nitrogen Oxides - Reasonably Available Control Technology | Chapter NR 428 Control of Nitrogen Compound Emissions | IL | IN | MI | MN | OH | WI | ILINMIMNOHWI
- | P - 64 | Process Heaters - Distillate Oil | Low NOx Burner and Selective Catalytic Reduction | NOx | 20.4779 | 5.2684 | 4.2307 | 21.4902 | 10.0863 | 1.0496 | Title 35, Part 217, Subpart C: Existing Fuel Combustion Emission Units, Subpart E: Industrial Boilers, Subpart F: Process Heaters, Subpart Q: Stationary ReciprocatingInternal Combustion Engines and Turbines | Title 326, Article 10, Nitrogen Oxides RulesTitle 326, Article 4-3 (Outdoor Hydronic Heaters) | Part 8. Emission Limitations and Prohibitions—Oxides of Nitrogen | Chapter 7011, Standards for Stationary Sources | Chapter 3745-14, NOx Budget ProgramChapter 3745-110, Nitrogen Oxides - Reasonably Available Control Technology | Chapter NR 428 Control of Nitrogen Compound Emissions | IL | IN | MI | MN | OH | WI | ILINMIMNOHWI
- | P - 65 | Process Heaters - Distillate Oil | Selective Catalytic Reduction | NOx | 113.5869 | 4.3965 | 23.3441 | 0.17879 | 62.4312 | 1.7239 | Title 35, Part 217, Subpart C: Existing Fuel Combustion Emission Units, Subpart E: Industrial Boilers, Subpart F: Process Heaters, Subpart Q: Stationary ReciprocatingInternal Combustion Engines and Turbines | Title 326, Article 10, Nitrogen Oxides RulesTitle 326, Article 4-3 (Outdoor Hydronic Heaters) | Part 8. Emission Limitations and Prohibitions—Oxides of Nitrogen | Chapter 7011, Standards for Stationary Sources | Chapter 3745-14, NOx Budget ProgramChapter 3745-110, Nitrogen Oxides - Reasonably Available Control Technology | Chapter NR 428 Control of Nitrogen Compound Emissions | IL | IN | MI | MN | OH | WI | ILINMIMNOHWI
- | P - 66 | Process Heaters - Distillate Oil or LPG | Low NOx Burner | NOx | 1.0468 | 0 | 0.23817 | 0 | 0 | 0.050118 | Title 35, Part 217, Subpart C: Existing Fuel Combustion Emission Units, Subpart E: Industrial Boilers, Subpart F: Process Heaters, Subpart Q: Stationary ReciprocatingInternal Combustion Engines and Turbines | Title 326, Article 10, Nitrogen Oxides RulesTitle 326, Article 4-3 (Outdoor Hydronic Heaters) | Part 8. Emission Limitations and Prohibitions—Oxides of Nitrogen | Chapter 7011, Standards for Stationary Sources | Chapter 3745-14, NOx Budget ProgramChapter 3745-110, Nitrogen Oxides - Reasonably Available Control Technology | Chapter NR 428 Control of Nitrogen Compound Emissions | IL | IN | MI | MN | OH | WI | ILINMIMNOHWI
- | P - 67 | Process Heaters - Distillate Oil or LPG | Low NOx Burner and Flue Gas Recirculation | NOx | 0.15312 | 0 | 0.25405 | 0 | 0 | 0.26211 | Title 35, Part 217, Subpart C: Existing Fuel Combustion Emission Units, Subpart E: Industrial Boilers, Subpart F: Process Heaters, Subpart Q: Stationary ReciprocatingInternal Combustion Engines and Turbines | Title 326, Article 10, Nitrogen Oxides RulesTitle 326, Article 4-3 (Outdoor Hydronic Heaters) | Part 8. Emission Limitations and Prohibitions—Oxides of Nitrogen | Chapter 7011, Standards for Stationary Sources | Chapter 3745-14, NOx Budget ProgramChapter 3745-110, Nitrogen Oxides - Reasonably Available Control Technology | Chapter NR 428 Control of Nitrogen Compound Emissions | IL | IN | MI | MN | OH | WI | ILINMIMNOHWI
- | P - 68 | Process Heaters - Distillate Oil or LPG | Low NOx Burner and Selective Noncatalytic Reduction | NOx | 1.8145 | 0 | 0.41283 | 0 | 0 | 0.086871 | Title 35, Part 217, Subpart C: Existing Fuel Combustion Emission Units, Subpart E: Industrial Boilers, Subpart F: Process Heaters, Subpart Q: Stationary ReciprocatingInternal Combustion Engines and Turbines | Title 326, Article 10, Nitrogen Oxides RulesTitle 326, Article 4-3 (Outdoor Hydronic Heaters) | Part 8. Emission Limitations and Prohibitions—Oxides of Nitrogen | Chapter 7011, Standards for Stationary Sources | Chapter 3745-14, NOx Budget ProgramChapter 3745-110, Nitrogen Oxides - Reasonably Available Control Technology | Chapter NR 428 Control of Nitrogen Compound Emissions | IL | IN | MI | MN | OH | WI | ILINMIMNOHWI
- | P - 69 | Process Heaters - Distillate Oil or LPG | Selective Non-Catalytic Reduction | NOx | 1.3958 | 0 | 0.31756 | 0 | 0 | 0.066824 | Title 35, Part 217, Subpart C: Existing Fuel Combustion Emission Units, Subpart E: Industrial Boilers, Subpart F: Process Heaters, Subpart Q: Stationary ReciprocatingInternal Combustion Engines and Turbines | Title 326, Article 10, Nitrogen Oxides RulesTitle 326, Article 4-3 (Outdoor Hydronic Heaters) | Part 8. Emission Limitations and Prohibitions—Oxides of Nitrogen | Chapter 7011, Standards for Stationary Sources | Chapter 3745-14, NOx Budget ProgramChapter 3745-110, Nitrogen Oxides - Reasonably Available Control Technology | Chapter NR 428 Control of Nitrogen Compound Emissions | IL | IN | MI | MN | OH | WI | ILINMIMNOHWI
- | P - 70 | Process Heaters - Distillate Oil or LPG | Ultra-Low NOx Burner | NOx | 1.326 | 0 | 0.30168 | 0 | 0 | 0.063483 | Title 35, Part 217, Subpart C: Existing Fuel Combustion Emission Units, Subpart E: Industrial Boilers, Subpart F: Process Heaters, Subpart Q: Stationary ReciprocatingInternal Combustion Engines and Turbines | Title 326, Article 10, Nitrogen Oxides RulesTitle 326, Article 4-3 (Outdoor Hydronic Heaters) | Part 8. Emission Limitations and Prohibitions—Oxides of Nitrogen | Chapter 7011, Standards for Stationary Sources | Chapter 3745-14, NOx Budget ProgramChapter 3745-110, Nitrogen Oxides - Reasonably Available Control Technology | Chapter NR 428 Control of Nitrogen Compound Emissions | IL | IN | MI | MN | OH | WI | ILINMIMNOHWI
- | P - 71 | Process Heaters - LPG | Low NOx Burner | NOx | 4.8178 | 0.1549 | 0.40973 | 11.9127 | 1.2521 | 0.5831 | Title 35, Part 217, Subpart C: Existing Fuel Combustion Emission Units, Subpart E: Industrial Boilers, Subpart F: Process Heaters, Subpart Q: Stationary ReciprocatingInternal Combustion Engines and Turbines | Title 326, Article 10, Nitrogen Oxides RulesTitle 326, Article 4-3 (Outdoor Hydronic Heaters) | Part 8. Emission Limitations and Prohibitions—Oxides of Nitrogen | Chapter 7011, Standards for Stationary Sources | Chapter 3745-14, NOx Budget ProgramChapter 3745-110, Nitrogen Oxides - Reasonably Available Control Technology | Chapter NR 428 Control of Nitrogen Compound Emissions | IL | IN | MI | MN | OH | WI | ILINMIMNOHWI
- | P - 72 | Process Heaters - LPG | Low NOx Burner and Flue Gas Recirculation | NOx | 0.8991 | 0 | 2.9255 | 0.11074 | 0.25124 | 0 | Title 35, Part 217, Subpart C: Existing Fuel Combustion Emission Units, Subpart E: Industrial Boilers, Subpart F: Process Heaters, Subpart Q: Stationary ReciprocatingInternal Combustion Engines and Turbines | Title 326, Article 10, Nitrogen Oxides RulesTitle 326, Article 4-3 (Outdoor Hydronic Heaters) | Part 8. Emission Limitations and Prohibitions—Oxides of Nitrogen | Chapter 7011, Standards for Stationary Sources | Chapter 3745-14, NOx Budget ProgramChapter 3745-110, Nitrogen Oxides - Reasonably Available Control Technology | Chapter NR 428 Control of Nitrogen Compound Emissions | IL | IN | MI | MN | OH | WI | ILINMIMNOHWI
- | P - 73 | Process Heaters - LPG | Low NOx Burner and Selective Catalytic Reduction | NOx | 0 | 0 | 0 | 0 | 0 | 0 | Title 35, Part 217, Subpart C: Existing Fuel Combustion Emission Units, Subpart E: Industrial Boilers, Subpart F: Process Heaters, Subpart Q: Stationary ReciprocatingInternal Combustion Engines and Turbines | Title 326, Article 10, Nitrogen Oxides RulesTitle 326, Article 4-3 (Outdoor Hydronic Heaters) | Part 8. Emission Limitations and Prohibitions—Oxides of Nitrogen | Chapter 7011, Standards for Stationary Sources | Chapter 3745-14, NOx Budget ProgramChapter 3745-110, Nitrogen Oxides - Reasonably Available Control Technology | Chapter NR 428 Control of Nitrogen Compound Emissions | IL | IN | MI | MN | OH | WI | ILINMIMNOHWI
- | P - 74 | Process Heaters - Natural Gas | Low NOx Burner and Selective Catalytic Reduction | NOx | 25.0608 | 111.2014 | 100.8746 | 19.1024 | 11.2784 | 3.2285 | Title 35, Part 217, Subpart C: Existing Fuel Combustion Emission Units, Subpart E: Industrial Boilers, Subpart F: Process Heaters, Subpart Q: Stationary ReciprocatingInternal Combustion Engines and Turbines | Title 326, Article 10, Nitrogen Oxides Rules | Part 8. Emission Limitations and Prohibitions—Oxides of Nitrogen | Chapter 7011, Standards for Stationary Sources, Indirect and Direct Heating (7011.0600-7011-.0625, 7011.0500-7011.0550) | Chapter 3745-14, NOx Budget Program Chapter 3745-110, Nitrogen Oxides - Reasonably Available Control Technology | Chapter NR 428 Control of Nitrogen Compound Emissions | IL | IN | MI | MN | OH | WI | ILINMIMNOHWI
- | P - 75 | Process Heaters - Natural Gas or Process Gas | Low NOx Burner | NOx | 62.3265 | 72.8532 | 84.1448 | 12.901 | 10.5417 | 4.5575 | Title 35, Part 217, Subpart C: Existing Fuel Combustion Emission Units, Subpart E: Industrial Boilers, Subpart F: Process Heaters, Subpart Q: Stationary ReciprocatingInternal Combustion Engines and Turbines | Title 326, Article 10, Nitrogen Oxides Rules | Part 8. Emission Limitations and Prohibitions—Oxides of Nitrogen | Chapter 7011, Standards for Stationary Sources, Indirect and Direct Heating (7011.0600-7011-.0625, 7011.0500-7011.0550) | Chapter 3745-14, NOx Budget Program Chapter 3745-110, Nitrogen Oxides - Reasonably Available Control Technology | Chapter NR 428 Control of Nitrogen Compound Emissions | IL | IN | MI | MN | OH | WI | ILINMIMNOHWI
- | P - 76 | Process Heaters - Natural Gas or Process Gas | Low NOx Burner and Selective Catalytic Reduction | NOx | 112.1877 | 131.1358 | 151.4607 | 23.2217 | 18.9751 | 8.2035 | Title 35, Part 217, Subpart C: Existing Fuel Combustion Emission Units, Subpart E: Industrial Boilers, Subpart F: Process Heaters, Subpart Q: Stationary ReciprocatingInternal Combustion Engines and Turbines | Title 326, Article 10, Nitrogen Oxides Rules | Part 8. Emission Limitations and Prohibitions—Oxides of Nitrogen | Chapter 7011, Standards for Stationary Sources, Indirect and Direct Heating (7011.0600-7011-.0625, 7011.0500-7011.0550) | Chapter 3745-14, NOx Budget Program Chapter 3745-110, Nitrogen Oxides - Reasonably Available Control Technology | Chapter NR 428 Control of Nitrogen Compound Emissions | IL | IN | MI | MN | OH | WI | ILINMIMNOHWI
- | P - 77 | Process Heaters - Natural Gas or Process Gas | Low NOx Burner and Selective Noncatalytic Reduction | NOx | 164.8445 | 96.6957 | 27.8766 | 87.9174 | 91.5076 | 33.6771 | Title 35, Part 217, Subpart C: Existing Fuel Combustion Emission Units, Subpart E: Industrial Boilers, Subpart F: Process Heaters, Subpart Q: Stationary ReciprocatingInternal Combustion Engines and Turbines | Title 326, Article 10, Nitrogen Oxides Rules | Part 8. Emission Limitations and Prohibitions—Oxides of Nitrogen | Chapter 7011, Standards for Stationary Sources, Indirect and Direct Heating (7011.0600-7011-.0625, 7011.0500-7011.0550) | Chapter 3745-14, NOx Budget Program Chapter 3745-110, Nitrogen Oxides - Reasonably Available Control Technology | Chapter NR 428 Control of Nitrogen Compound Emissions | IL | IN | MI | MN | OH | WI | ILINMIMNOHWI
- | P - 78 | Process Heaters - Natural Gas or Process Gas | Selective Non-Catalytic Reduction | NOx | 129.0609 | 33.0867 | 47.3094 | 55.6442 | 65.7103 | 4.0326 | Title 35, Part 217, Subpart C: Existing Fuel Combustion Emission Units, Subpart E: Industrial Boilers, Subpart F: Process Heaters, Subpart Q: Stationary ReciprocatingInternal Combustion Engines and Turbines | Title 326, Article 10, Nitrogen Oxides Rules | Part 8. Emission Limitations and Prohibitions—Oxides of Nitrogen | Chapter 7011, Standards for Stationary Sources, Indirect and Direct Heating (7011.0600-7011-.0625, 7011.0500-7011.0550) | Chapter 3745-14, NOx Budget Program Chapter 3745-110, Nitrogen Oxides - Reasonably Available Control Technology | Chapter NR 428 Control of Nitrogen Compound Emissions | IL | IN | MI | MN | OH | WI | ILINMIMNOHWI
- | P - 79 | Process Heaters - Natural Gas or Process Gas | Ultra-Low NOx Burner | NOx | 193.5913 | 49.6301 | 70.9641 | 83.4662 | 98.5655 | 6.0502 | Title 35, Part 217, Subpart C: Existing Fuel Combustion Emission Units, Subpart E: Industrial Boilers, Subpart F: Process Heaters, Subpart Q: Stationary ReciprocatingInternal Combustion Engines and Turbines | Title 326, Article 10, Nitrogen Oxides Rules | Part 8. Emission Limitations and Prohibitions—Oxides of Nitrogen | Chapter 7011, Standards for Stationary Sources, Indirect and Direct Heating (7011.0600-7011-.0625, 7011.0500-7011.0550) | Chapter 3745-14, NOx Budget Program Chapter 3745-110, Nitrogen Oxides - Reasonably Available Control Technology | Chapter NR 428 Control of Nitrogen Compound Emissions | IL | IN | MI | MN | OH | WI | ILINMIMNOHWI
- | P - 80 | Process Heaters - Natural Gas, Process Gas or LPG | Low NOx Burner and Flue Gas Recirculation | NOx | 172.3791 | 92.5054 | 129.076 | 14.7462 | 66.93 | 28.0089 | Title 35, Part 217, Subpart C: Existing Fuel Combustion Emission Units, Subpart E: Industrial Boilers, Subpart F: Process Heaters, Subpart Q: Stationary ReciprocatingInternal Combustion Engines and Turbines | Title 326, Article 10, Nitrogen Oxides Rules | Part 8. Emission Limitations and Prohibitions—Oxides of Nitrogen | Chapter 7011, Standards for Stationary Sources, Indirect and Direct Heating (7011.0600-7011-.0625, 7011.0500-7011.0550) | Chapter 3745-14, NOx Budget Program Chapter 3745-110, Nitrogen Oxides - Reasonably Available Control Technology | Chapter NR 428 Control of Nitrogen Compound Emissions | IL | IN | MI | MN | OH | WI | ILINMIMNOHWI
- | P - 81 | Process Heaters - Other Fuel | Low NOx Burner and Selective Catalytic Reduction | NOx | 0 | 0 | 0 | 0 | 0 | 0.39955 | Title 35, Part 217, Subpart C: Existing Fuel Combustion Emission Units, Subpart E: Industrial Boilers, Subpart F: Process Heaters, Subpart Q: Stationary ReciprocatingInternal Combustion Engines and Turbines | Title 326, Article 10, Nitrogen Oxides RulesTitle 326, Article 4-3 (Outdoor Hydronic Heaters) | Part 8. Emission Limitations and Prohibitions—Oxides of Nitrogen | Chapter 7011, Standards for Stationary Sources | Chapter 3745-14, NOx Budget ProgramChapter 3745-110, Nitrogen Oxides - Reasonably Available Control Technology | Chapter NR 428 Control of Nitrogen Compound Emissions | IL | IN | MI | MN | OH | WI | ILINMIMNOHWI
- | P - 82 | Process Heaters - Process Gas | Low NOx Burner and Flue Gas Recirculation | NOx | 0 | 23.3786 | 1.2235 | 0 | 0 | 0 | Title 35, Part 217, Subpart C: Existing Fuel Combustion Emission Units, Subpart E: Industrial Boilers, Subpart F: Process Heaters, Subpart Q: Stationary ReciprocatingInternal Combustion Engines and Turbines | Title 326, Article 10, Nitrogen Oxides Rules | Part 8. Emission Limitations and Prohibitions—Oxides of Nitrogen | Chapter 7011, Standards for Stationary Sources, Indirect and Direct Heating (7011.0600-7011-.0625, 7011.0500-7011.0550) | Chapter 3745-14, NOx Budget Program Chapter 3745-110, Nitrogen Oxides - Reasonably Available Control Technology | Chapter NR 428 Control of Nitrogen Compound Emissions | IL | IN | MI | MN | OH | WI | ILINMIMNOHWI
- | P - 83 | Process Heaters - Process Gas or Natural Gas or LPG | Selective Catalytic Reduction | NOx | 136.3938 | 112.1228 | 116.3429 | 18.5054 | 72.9515 | 4.8516 | Title 35, Part 217, Subpart C: Existing Fuel Combustion Emission Units, Subpart E: Industrial Boilers, Subpart F: Process Heaters, Subpart Q: Stationary ReciprocatingInternal Combustion Engines and Turbines | Title 326, Article 10, Nitrogen Oxides Rules | Part 8. Emission Limitations and Prohibitions—Oxides of Nitrogen | Chapter 7011, Standards for Stationary Sources, Indirect and Direct Heating (7011.0600-7011-.0625, 7011.0500-7011.0550) | Chapter 3745-14, NOx Budget Program Chapter 3745-110, Nitrogen Oxides - Reasonably Available Control Technology | Chapter NR 428 Control of Nitrogen Compound Emissions | IL | IN | MI | MN | OH | WI | ILINMIMNOHWI
- | P - 84 | Process Heaters - Residual Oil | Low NOx Burner and Selective Catalytic Reduction | NOx | 113.335 | 50.7836 | 13.9651 | 98.2154 | 91.4813 | 0 | Title 35, Part 217, Subpart C: Existing Fuel Combustion Emission Units, Subpart E: Industrial Boilers, Subpart F: Process Heaters, Subpart Q: Stationary ReciprocatingInternal Combustion Engines and Turbines | Title 326, Article 10, Nitrogen Oxides RulesTitle 326, Article 4-3 (Outdoor Hydronic Heaters) | Part 8. Emission Limitations and Prohibitions—Oxides of Nitrogen | Chapter 7011, Standards for Stationary Sources | Chapter 3745-14, NOx Budget ProgramChapter 3745-110, Nitrogen Oxides - Reasonably Available Control Technology | Chapter NR 428 Control of Nitrogen Compound Emissions | IL | IN | MI | MN | OH | WI | ILINMIMNOHWI
- | P - 85 | Process Heaters - Residual Oil or Other Fuel | Low NOx Burner | NOx | 3.2909 | 49.2647 | 45.1111 | 0.012954 | 1.0697 | 1.0617 | Title 35, Part 217, Subpart C: Existing Fuel Combustion Emission Units, Subpart E: Industrial Boilers, Subpart F: Process Heaters, Subpart Q: Stationary ReciprocatingInternal Combustion Engines and Turbines | Title 326, Article 10, Nitrogen Oxides RulesTitle 326, Article 4-3 (Outdoor Hydronic Heaters) | Part 8. Emission Limitations and Prohibitions—Oxides of Nitrogen | Chapter 7011, Standards for Stationary Sources | Chapter 3745-14, NOx Budget ProgramChapter 3745-110, Nitrogen Oxides - Reasonably Available Control Technology | Chapter NR 428 Control of Nitrogen Compound Emissions | IL | IN | MI | MN | OH | WI | ILINMIMNOHWI
- | P - 86 | Process Heaters - Residual Oil or Other Fuel | Low NOx Burner and Flue Gas Recirculation | NOx | 2.924 | 45.2703 | 41.0909 | 0.011903 | 0.98293 | 1.1249 | Title 35, Part 217, Subpart C: Existing Fuel Combustion Emission Units, Subpart E: Industrial Boilers, Subpart F: Process Heaters, Subpart Q: Stationary ReciprocatingInternal Combustion Engines and Turbines | Title 326, Article 10, Nitrogen Oxides RulesTitle 326, Article 4-3 (Outdoor Hydronic Heaters) | Part 8. Emission Limitations and Prohibitions—Oxides of Nitrogen | Chapter 7011, Standards for Stationary Sources | Chapter 3745-14, NOx Budget ProgramChapter 3745-110, Nitrogen Oxides - Reasonably Available Control Technology | Chapter NR 428 Control of Nitrogen Compound Emissions | IL | IN | MI | MN | OH | WI | ILINMIMNOHWI
- | P - 87 | Process Heaters - Residual Oil or Other Fuel | Selective Catalytic Reduction | NOx | 6.8931 | 103.1897 | 94.4894 | 0.027133 | 2.2405 | 2.2238 | Title 35, Part 217, Subpart C: Existing Fuel Combustion Emission Units, Subpart E: Industrial Boilers, Subpart F: Process Heaters, Subpart Q: Stationary ReciprocatingInternal Combustion Engines and Turbines | Title 326, Article 10, Nitrogen Oxides RulesTitle 326, Article 4-3 (Outdoor Hydronic Heaters) | Part 8. Emission Limitations and Prohibitions—Oxides of Nitrogen | Chapter 7011, Standards for Stationary Sources | Chapter 3745-14, NOx Budget ProgramChapter 3745-110, Nitrogen Oxides - Reasonably Available Control Technology | Chapter NR 428 Control of Nitrogen Compound Emissions | IL | IN | MI | MN | OH | WI | ILINMIMNOHWI
- | P - 88 | Process Heaters - Residual Oil or Other Fuel | Selective Non-Catalytic Reduction | NOx | 4.965 | 0.1549 | 0.94287 | 11.9127 | 1.2521 | 0.5831 | Title 35, Part 217, Subpart C: Existing Fuel Combustion Emission Units, Subpart E: Industrial Boilers, Subpart F: Process Heaters, Subpart Q: Stationary ReciprocatingInternal Combustion Engines and Turbines | Title 326, Article 10, Nitrogen Oxides RulesTitle 326, Article 4-3 (Outdoor Hydronic Heaters) | Part 8. Emission Limitations and Prohibitions—Oxides of Nitrogen | Chapter 7011, Standards for Stationary Sources | Chapter 3745-14, NOx Budget ProgramChapter 3745-110, Nitrogen Oxides - Reasonably Available Control Technology | Chapter NR 428 Control of Nitrogen Compound Emissions | IL | IN | MI | MN | OH | WI | ILINMIMNOHWI
- | P - 89 | Process Heaters - Residual Oil or Other Fuel | Ultra-Low NOx Burner | NOx | 91.9084 | 41.1911 | 11.3273 | 79.6636 | 74.2015 | 0.32052 | Title 35, Part 217, Subpart C: Existing Fuel Combustion Emission Units, Subpart E: Industrial Boilers, Subpart F: Process Heaters, Subpart Q: Stationary ReciprocatingInternal Combustion Engines and Turbines | Title 326, Article 10, Nitrogen Oxides RulesTitle 326, Article 4-3 (Outdoor Hydronic Heaters) | Part 8. Emission Limitations and Prohibitions—Oxides of Nitrogen | Chapter 7011, Standards for Stationary Sources | Chapter 3745-14, NOx Budget ProgramChapter 3745-110, Nitrogen Oxides - Reasonably Available Control Technology | Chapter NR 428 Control of Nitrogen Compound Emissions | IL | IN | MI | MN | OH | WI | ILINMIMNOHWI
- | P - 90 | Petroleum Refineries | Non-Thermal Plasma | NOx | 0 | 0 | 0 | 0 | 0 | 0 | Title 35, Parts 218 and 219, Subpart B: Organic Emissions from Storage and Loading Operations and Subpart R: Petroleum Refining and Related Industries; Asphalt Materials , | Title 326, Article 8-4 (Petroleum Sources) | Part 6 and 7. Emission Limitation and Prohibitions – Existing and New Sources of Volatile Organic Compounds Emissions (336.1608, 336.1609, 336.1615-336.1617, 336.1622, 336.1705, 336.1706) |  | Chapter 3745-21, Carbon Monoxide, Photochemically Reactive Materials, Hydrocarbons, and Related Materials Standards | Chapter NR 420 Control of Organic Compound Emissions from Petroleum And Gasoline Sources | IL | IN | MI | MN | OH | WI | ILINMIMNOHWI
- | P - 91 | Petroleum Refineries | Transition to Zero and Near-Zero Emission Technologies for Stationary Sources | NOx | NA | NA | NA | NA | NA | NA | Title 35, Parts 218 and 219, Subpart B: Organic Emissions from Storage and Loading Operations and Subpart R: Petroleum Refining and Related Industries; Asphalt Materials , | Title 326, Article 8-4 (Petroleum Sources) | Part 6 and 7. Emission Limitation and Prohibitions – Existing and New Sources of Volatile Organic Compounds Emissions (336.1608, 336.1609, 336.1615-336.1617, 336.1622, 336.1705, 336.1706) |  | Chapter 3745-21, Carbon Monoxide, Photochemically Reactive Materials, Hydrocarbons, and Related Materials Standards | Chapter NR 420 Control of Organic Compound Emissions from Petroleum And Gasoline Sources | IL | IN | MI | MN | OH | WI | ILINMIMNOHWI
- | P - 92 | Petroleum Refinery Fugitives | Process Modification | VOC | 57.6276 | 22.0159 | 15.6803 | 14.6557 | 27.1472 | 2.7569 | Title 35, Parts 218 and 219, Subpart B: Organic Emissions from Storage and Loading Operations and Subpart R: Petroleum Refining and Related Industries; Asphalt Materials , | Title 326, Article 8-4 (Petroleum Sources) | Part 6 and 7. Emission Limitation and Prohibitions – Existing and New Sources of Volatile Organic Compounds Emissions (336.1608, 336.1609, 336.1615-336.1617, 336.1622, 336.1705, 336.1706) |  | Chapter 3745-21, Carbon Monoxide, Photochemically Reactive Materials, Hydrocarbons, and Related Materials Standards | Chapter NR 420 Control of Organic Compound Emissions from Petroleum And Gasoline Sources | IL | IN | MI | MN | OH | WI | ILINMIMNOHWI
- | P - 93 | Petroleum Flare | Flare | VOC | 0 | 0.066567 | 0 | 0.087701 | 0 | 0 | Title 35, Parts 218 and 219, Subpart B: Organic Emissions from Storage and Loading Operations and Subpart R: Petroleum Refining and Related Industries; Asphalt Materials , | Title 326, Article 8-4 (Petroleum Sources) | Part 6 and 7. Emission Limitation and Prohibitions – Existing and New Sources of Volatile Organic Compounds Emissions (336.1608, 336.1609, 336.1615-336.1617, 336.1622, 336.1705, 336.1706) |  | Chapter 3745-21, Carbon Monoxide, Photochemically Reactive Materials, Hydrocarbons, and Related Materials Standards | Chapter NR 420 Control of Organic Compound Emissions from Petroleum And Gasoline Sources | IL | IN | MI | MN | OH | WI | ILINMIMNOHWI
- | P - 94 | Petroleum Wastewater | Wastewater | VOC | 1.6445 | 9.2534 | 1.1812 | 1.2721 | 5.4386 | 1.2984
- | P - 95 | Petroleum Refinery | Thermal Incineration | VOC | 0 | 0 | 0 | 0 | 0 | 0 | Title 35, Parts 218 and 219, Subpart B: Organic Emissions from Storage and Loading Operations and Subpart R: Petroleum Refining and Related Industries; Asphalt Materials , | Title 326, Article 8-4 (Petroleum Sources) | Part 6 and 7. Emission Limitation and Prohibitions – Existing and New Sources of Volatile Organic Compounds Emissions (336.1608, 336.1609, 336.1615-336.1617, 336.1622, 336.1705, 336.1706) |  | Chapter 3745-21, Carbon Monoxide, Photochemically Reactive Materials, Hydrocarbons, and Related Materials Standards | Chapter NR 420 Control of Organic Compound Emissions from Petroleum And Gasoline Sources | IL | IN | MI | MN | OH | WI | ILINMIMNOHWI
- | P - 96 | Petroleum Refinery | Catalytic Incineration/Catalytic oxidation | VOC | 0.39992 | 0.28033 | 0.050547 | 0 | 0.49965 | 0.0012487 | Title 35, Parts 218 and 219, Subpart B: Organic Emissions from Storage and Loading Operations and Subpart R: Petroleum Refining and Related Industries; Asphalt Materials , | Title 326, Article 8-4 (Petroleum Sources) | Part 6 and 7. Emission Limitation and Prohibitions – Existing and New Sources of Volatile Organic Compounds Emissions (336.1608, 336.1609, 336.1615-336.1617, 336.1622, 336.1705, 336.1706) |  | Chapter 3745-21, Carbon Monoxide, Photochemically Reactive Materials, Hydrocarbons, and Related Materials Standards | Chapter NR 420 Control of Organic Compound Emissions from Petroleum And Gasoline Sources | IL | IN | MI | MN | OH | WI | ILINMIMNOHWI
- | P - 97 | Petroleum Refinery | Incineration - Recuperative Type | VOC | 0.40611 | 0.28467 | 0.051328 | 0 | 0.50738 | 0.001268 | Title 35, Parts 218 and 219, Subpart B: Organic Emissions from Storage and Loading Operations and Subpart R: Petroleum Refining and Related Industries; Asphalt Materials , | Title 326, Article 8-4 (Petroleum Sources) | Part 6 and 7. Emission Limitation and Prohibitions – Existing and New Sources of Volatile Organic Compounds Emissions (336.1608, 336.1609, 336.1615-336.1617, 336.1622, 336.1705, 336.1706) |  | Chapter 3745-21, Carbon Monoxide, Photochemically Reactive Materials, Hydrocarbons, and Related Materials Standards | Chapter NR 420 Control of Organic Compound Emissions from Petroleum And Gasoline Sources | IL | IN | MI | MN | OH | WI | ILINMIMNOHWI
- | P - 98 | Petroleum Refinery | Incineration - Regenerative Type | VOC | 0.40404 | 0.28322 | 0.051068 | 0 | 0.5048 | 0.0012616 | Title 35, Parts 218 and 219, Subpart B: Organic Emissions from Storage and Loading Operations and Subpart R: Petroleum Refining and Related Industries; Asphalt Materials , | Title 326, Article 8-4 (Petroleum Sources) | Part 6 and 7. Emission Limitation and Prohibitions – Existing and New Sources of Volatile Organic Compounds Emissions (336.1608, 336.1609, 336.1615-336.1617, 336.1622, 336.1705, 336.1706) |  | Chapter 3745-21, Carbon Monoxide, Photochemically Reactive Materials, Hydrocarbons, and Related Materials Standards | Chapter NR 420 Control of Organic Compound Emissions from Petroleum And Gasoline Sources | IL | IN | MI | MN | OH | WI | ILINMIMNOHWI
C-E | P - 99 | Petroleum Refinery | Fiber-Bed Scrubbers | VOC | 0.32983 | 0.2312 | 0.041688 | 0 | 0.41208 | 0.0010299 | Title 35, Parts 218 and 219, Subpart B: Organic Emissions from Storage and Loading Operations and Subpart R: Petroleum Refining and Related Industries; Asphalt Materials , | Title 326, Article 8-4 (Petroleum Sources) | Part 6 and 7. Emission Limitation and Prohibitions – Existing and New Sources of Volatile Organic Compounds Emissions (336.1608, 336.1609, 336.1615-336.1617, 336.1622, 336.1705, 336.1706) |  | Chapter 3745-21, Carbon Monoxide, Photochemically Reactive Materials, Hydrocarbons, and Related Materials Standards | Chapter NR 420 Control of Organic Compound Emissions from Petroleum And Gasoline Sources | IL | IN | MI | MN | OH | WI | ILINMIMNOHWI
C-E | P - 100 | Coke By-Product Recovery Operations | Spray-Chamber/Spray-Tower Wet Scrubber | VOC | 0 | 0.6232 | 0.15356 | 0 | 8.4275 | 0 | Title 35, Parts 218 and 219, Subpart B: Organic Emissions from Storage and Loading Operations and Subpart R: Petroleum Refining and Related Industries; Asphalt Materials , | Title 326, Article 8-4 (Petroleum Sources) | Part 6 and 7. Emission Limitation and Prohibitions – Existing and New Sources of Volatile Organic Compounds Emissions (336.1608, 336.1609, 336.1615-336.1617, 336.1622, 336.1705, 336.1706) |  | Chapter 3745-21, Carbon Monoxide, Photochemically Reactive Materials, Hydrocarbons, and Related Materials Standards | Chapter NR 420 Control of Organic Compound Emissions from Petroleum And Gasoline Sources | IL | IN | MI | MN | OH | WI | ILINMIMNOHWI
C-E | P - 101 | Coke By-Product Recovery Operations | Packed-Bed/Packed-Tower Scrubber with Solvent Adsorption | VOC | 0 | 0.7523 | 0.18536 | 0 | 10.1732 | 0 | Title 35, Parts 218 and 219, Subpart B: Organic Emissions from Storage and Loading Operations and Subpart R: Petroleum Refining and Related Industries; Asphalt Materials , | Title 326, Article 8-4 (Petroleum Sources) | Part 6 and 7. Emission Limitation and Prohibitions – Existing and New Sources of Volatile Organic Compounds Emissions (336.1608, 336.1609, 336.1615-336.1617, 336.1622, 336.1705, 336.1706) |  | Chapter 3745-21, Carbon Monoxide, Photochemically Reactive Materials, Hydrocarbons, and Related Materials Standards | Chapter NR 420 Control of Organic Compound Emissions from Petroleum And Gasoline Sources | IL | IN | MI | MN | OH | WI | ILINMIMNOHWI
- | P - 102 | Petroleum Refinery - VOC Emissions from Vent Streams | VOC Vent Streams Routed to Combustion Device | VOC | 165.2811 | 22.2327 | 11.4412 | 14.0989 | 19.9075 | 62.3602 | Title 35, Parts 218 and 219, Subpart B: Organic Emissions from Storage and Loading Operations and Subpart R: Petroleum Refining and Related Industries; Asphalt Materials , | Title 326, Article 8-4 (Petroleum Sources) | Part 6 and 7. Emission Limitation and Prohibitions – Existing and New Sources of Volatile Organic Compounds Emissions (336.1608, 336.1609, 336.1615-336.1617, 336.1622, 336.1705, 336.1706) |  | Chapter 3745-21, Carbon Monoxide, Photochemically Reactive Materials, Hydrocarbons, and Related Materials Standards | Chapter NR 420 Control of Organic Compound Emissions from Petroleum And Gasoline Sources | IL | IN | MI | MN | OH | WI | ILINMIMNOHWI
- | P - 103 | Petroleum Refinery - VOC Emissions from component leaks | Leak Detection and Repair Program (LDAR) | VOC | NA | NA | NA | NA | NA | NA | Title 35, Parts 218 and 219, Subpart B: Organic Emissions from Storage and Loading Operations and Subpart R: Petroleum Refining and Related Industries; Asphalt Materials , | Title 326, Article 8-4 (Petroleum Sources) | Part 6 and 7. Emission Limitation and Prohibitions – Existing and New Sources of Volatile Organic Compounds Emissions (336.1608, 336.1609, 336.1615-336.1617, 336.1622, 336.1705, 336.1706) |  | Chapter 3745-21, Carbon Monoxide, Photochemically Reactive Materials, Hydrocarbons, and Related Materials Standards | Chapter NR 420 Control of Organic Compound Emissions from Petroleum And Gasoline Sources | IL | IN | MI | MN | OH | WI | ILINMIMNOHWI
- | P - 104 | Petroleum Refinery - VOC Emissions from component leaks | Improved Leak Detection and Repair Program (LDAR) | VOC | NA | NA | NA | NA | NA | NA | Title 35, Parts 218 and 219, Subpart B: Organic Emissions from Storage and Loading Operations and Subpart R: Petroleum Refining and Related Industries; Asphalt Materials , | Title 326, Article 8-4 (Petroleum Sources) | Part 6 and 7. Emission Limitation and Prohibitions – Existing and New Sources of Volatile Organic Compounds Emissions (336.1608, 336.1609, 336.1615-336.1617, 336.1622, 336.1705, 336.1706) |  | Chapter 3745-21, Carbon Monoxide, Photochemically Reactive Materials, Hydrocarbons, and Related Materials Standards | Chapter NR 420 Control of Organic Compound Emissions from Petroleum And Gasoline Sources | IL | IN | MI | MN | OH | WI | ILINMIMNOHWI
- | P - 105 | Petroleum Refineries - VOC Emissions from Tanks | Use of Welded Deck Construction and a Seal Configuration That Includes a Mechanical Hose Primary Seal and a Rim Mounted Secondary Seal | VOC | NA | NA | NA | NA | NA | NA | Title 35, Parts 218 and 219, Subpart B: Organic Emissions from Storage and Loading Operations and Subpart R: Petroleum Refining and Related Industries; Asphalt Materials , | Title 326, Article 8-4 (Petroleum Sources) | Part 6 and 7. Emission Limitation and Prohibitions – Existing and New Sources of Volatile Organic Compounds Emissions (336.1608, 336.1609, 336.1615-336.1617, 336.1622, 336.1705, 336.1706) |  | Chapter 3745-21, Carbon Monoxide, Photochemically Reactive Materials, Hydrocarbons, and Related Materials Standards | Chapter NR 420 Control of Organic Compound Emissions from Petroleum And Gasoline Sources | IL | IN | MI | MN | OH | WI | ILINMIMNOHWI
- | P - 106 | Petroleum Refineries - VOC Emissions from Tanks | Submerge Fill Piping or Bottom Fill Piping and Tank Painted White | VOC | NA | NA | NA | NA | NA | NA | Title 35, Parts 218 and 219, Subpart B: Organic Emissions from Storage and Loading Operations and Subpart R: Petroleum Refining and Related Industries; Asphalt Materials , | Title 326, Article 8-4 (Petroleum Sources) | Part 6 and 7. Emission Limitation and Prohibitions – Existing and New Sources of Volatile Organic Compounds Emissions (336.1608, 336.1609, 336.1615-336.1617, 336.1622, 336.1705, 336.1706) |  | Chapter 3745-21, Carbon Monoxide, Photochemically Reactive Materials, Hydrocarbons, and Related Materials Standards | Chapter NR 420 Control of Organic Compound Emissions from Petroleum And Gasoline Sources | IL | IN | MI | MN | OH | WI | ILINMIMNOHWI
- | P - 107 | Refinery Process | Refinery Process Turnaround Operation Restrictions | VOC | NA | NA | NA | NA | NA | NA | Title 35, Parts 218 and 219, Subpart B: Organic Emissions from Storage and Loading Operations and Subpart R: Petroleum Refining and Related Industries; Asphalt Materials , | Title 326, Article 8-4 (Petroleum Sources) | Part 6 and 7. Emission Limitation and Prohibitions – Existing and New Sources of Volatile Organic Compounds Emissions (336.1608, 336.1609, 336.1615-336.1617, 336.1622, 336.1705, 336.1706) |  | Chapter 3745-21, Carbon Monoxide, Photochemically Reactive Materials, Hydrocarbons, and Related Materials Standards | Chapter NR 420 Control of Organic Compound Emissions from Petroleum And Gasoline Sources | IL | IN | MI | MN | OH | WI | ILINMIMNOHWI
- | P - 108 | Non-Refinery Flares | BACT Flares | NOx | NA | NA | NA | NA | NA | NA
- | P - 109 | Soybean and Oilseed Processing | Good Solvent Recovery Practices - Solvent Loss Factor < 0.25 gal/ton canola oilseed processed on a 12-month rolling sum. | VOC | NA | NA | NA | NA | NA | NA
- | P - 110 | Soybean and Oilseed Processing | Leak Detection and Repair Program | VOC | NA | NA | NA | NA | NA | NA
- | P - 111 | Soybean and Oilseed Processing | Improved Leak Detection and Repair Program | VOC | NA | NA | NA | NA | NA | NA
- | P - 112 | Soybean and Oilseed Processing | Transition to zero and near-zero emission technologies for stationary sources | VOC | NA | NA | NA | NA | NA | NA
- | P-113 | EGUs | Use of AVERT for Energy Efficiency and Renewable Energy (EE/RE) Programs | NOx | NA | NA | NA | NA | NA | NA | 0 | 0 | 0 | 0 | 0 | 0 | IL | IN | MI | MN | OH | WI | ILINMIMNOHWI
NOTES/Color legend:
These absolute emission reductions by state are based on calculated reductions to 2016v1 modeling platform emissions. They do not account for possible overlapping reductions from existing OTB regulations affecting the same SCCs
Potential reduction from overlapping regulations will considered for white paper measures, after the initial master list screening

## EmissRed_Shortlist
Control Measure Shortlist Sorted by Emission Reductions |  |  |  | *Please note that estimated reductions by control option are approximations based on | [7 empty] | Permanent | reduction continue to occur at the estimated level throughout the lifetime of the measure
Sorted by emission reductions (largest to smallest) |  |  |  | 1) the percent penetration assumed | [7 empty] | Quantifiable | reductions can be reliably calculated, method of calculation can be replicated
measures not on previous shortlist are highlighted below |  |  |  | 2) the percent of emissions sources affected (SCCs selection will be refined for those measures that are reviewed in more detail during white paper stage). | [7 empty] | Surplus | reductions not otherwise required by Federal, State or local regulations, and for which emission reduction credit has not already been taken
see tab 'shortlist' xref for measures on the previous list that were dropped |  |  |  | Therefore, control options will accrue lower or higher reductions than shown in the screening analysis based on refined white paper analysis | [7 empty] | Enforceable | reductions enforceable at the Federal and State levels
|  |  |  | In addition to screening level emission reductions, we recommend using qualitative markers as well as cost effectiveness (C-E) to evaluate which control options are best fits for more detailed analysis. | [7 empty] | for "Surplus", parentheses indicate state(s) w/ regulation(s) potentially applicable to the source category and possibility of non-surplus reductions based on existing regulations compilation
Qualitative Metrics
C-E Rank | Emission Reduction Rank | Shortlist | # | Source Category | Emission Reduction Measure Name | Target Pollutant(s): NOx and/or VOC | % Penetration | Control Efficiency (% reduction) | Cost Effectiveness ($/ton) | % LADCO-wide emissions subject to measure | Estimated Absolute Emissions Reduction After Control (tpy) - Year 2028* | Permanent | Quantifiable | Surplus | Enforceable | Technical / Implementation Feasibility | Public Acceptance | . | ShortlistEmission Reduction Measure Name | Emission Reduction Rank | category
40 | 1 | EmissRed | NP - 26 | Consumer Products | California Consumer Products Rules Cumulative through 2010 Proposed Amendments | VOC | 10% | 50% | 3498 | 16.14% | 12173.0979 | Y | Y | Y (IL, IN, MI, OH) | Y | Med | Med |  |  |  | nonpoint | 1
38 | 2 | EmissRed | O-11 | Heavy Duty Diesel Vehicles and Buses | Accelerated Fleet Turnover / Retrofit Requirements | NOx | 50% | 25% | $3,822/ ton NOx | 7.693% | 10311.0949 | Y | Y | Y | Y | High | Med |  |  |  | mobile | 2
75 | 3 | EmissRed | NP - 35 | Adhesives and Coatings | UV/EB-Cured Adhesives and Coatings | VOC | 10% | 59.5% | NA | 9.664% | 8674.6571 | Y | Y | Y (IL, IN, MI, OH, WI) | Y | High | High |  |  |  | nonpoint | 3
79 | 4 | EmissRed | NP - 84 | General Stationary Sources | Financial Incentive Programs: Transition to Zero and Near-Zero Emission Technologies for Stationary Sources | NOx | 10% | 60.14% | NA | 12.68% | 8179.7037 | Y | Y | Y | Y | High | High |  |  |  | nonpoint | 4
77 | 5 | EmissRed | NP - 83 | General Stationary Sources | Weatherization and Smart Grid Electricity Usage | NOx | 10% | 59.66% | NA | 12.68% | 8114.9631 | Y | Y | Y | Y | High | High |  |  |  | nonpoint | 5
79 | 6 | EmissRed | NP - 84 | General Stationary Sources | Financial Incentive Programs: Transition to Zero and Near-Zero Emission Technologies for Stationary Sources | VOC | 10% | 59.7% | NA | 8.421% | 7583.9975 | Y | Y | Y | Y | High | High |  |  |  | nonpoint | 6
77 | 7 | EmissRed | NP - 83 | General Stationary Sources | Weatherization and Smart Grid Electricity Usage | VOC | 10% | 59.55% | NA | 8.421% | 7564.8245 | Y | Y | Y | Y | High | High |  |  |  | nonpoint | 7
29 | 8 | EmissRed | P - 15 | Coal Fired EGU | Non-Thermal Plasma | NOx | 10% | 90% | 1825 | 0.1091% | 6957.5231 | Y | Y | Y (IL, IN, MI, OH, WI) | Y | High | Med |  |  |  | point | 8
46 | 9 | EmissRed | NP - 7 | Commercial/Residential Heaters/Boilers | Zero and Near-Zero Emission Burners and Incentives | NOx | 10% | 45% | 20000 | 11.78% | 5681.8281 | Y | Y | Y (IL, IN, MI, MN, OH, WI) | Y | High | High |  |  |  | nonpoint | 9
45 | 10 | EmissRed | NP - 19 | Graphic Arts | VOC Coating Content Limits | VOC | 10% | 75% | 6000 | 4.988% | 5643.2853 | Y | Y | Y (IL, IN, MI, OH, WI) | Y | High | High |  |  |  | nonpoint | 10
68 | 11 | EmissRed | O-10 | Heavy Duty Diesel Vehicles | Ultra-Low NOx Engine Replacement | NOx | 10% | 90% | NA | 5.71% | 5510.0227 | Y | Y | Y | Y | High | High |  |  |  | mobile | 11
76 | 12 | EmissRed | NP - 41 | Coatings and Ink Manufacturing | UV/EB-Cured Coatings & Inks | VOC | 10% | 59.5% | NA | 12.53% | 11246.2026 | Y | Y | Y (IL, IN, MI, OH, WI) | Y | High | High |  |  |  | nonpoint | 12
59 | 13 | EmissRed | NP - 5 | Boilers, Steam Generators and Process Heaters | Rules 4306, 4320 Advanced Emission Reduction Options for Boilers, Steam Generators, and Process Heaters | NOx | 10% | 96% | $20,000 - $200,000/ton | 4.807% | 4948.6566 | Y | Y | Y (IL, IN, MI, MN, OH, WI) | Y | Med | Med |  |  |  | nonpoint | 13
41 | 14 | EmissRed | P - 11 | Utility Boiler - Coal/ Wall Fired | Selective Catalytic Reduction | NOx | 10% | 85% | 3500 | 0.06204% | 4754.1649 | Y | Y | Y (IL, IN, MI, OH, WI) | Y | High | High |  |  |  | point | 14
28 | 15 | EmissRed | NP - 6 | Residential/Commercial/ Institutional Water Heaters and/or Space Heaters | Low NOx Water Heaters and Low NOx Burner Space Heaters | NOx | 10% | 41% | $928-$1,974 | 10.18% | 4476.4473 | Y | Y | Y (IL, IN, MI, MN, OH, WI) | Y | High | Med |  |  |  | nonpoint | 15
67 | 16 | EmissRed | O-3 | Gasoline Vehicles | Petition EPA to Remove the 1 Psi Allowance for 9-10% Ethanol Blends | VOC | 100% | 3% | NA | 9.251% | 4186.6811 | Y | Y | Y | Y | Med | Med |  |  |  | mobile | 16
58 | 17 | EmissRed | P - 61 | Natural Gas Pipelines | Transition to zero and near-zero emission technologies for stationary sources | NOx | 1% | 100% | 53000 | 0.2112% | 4078.8044 | Y | Y | Y (IL, IN, MI, OH, WI) | Y | Med | High |  |  |  | point | 17
74 | 18 | EmissRed | NP - 32 | Adhesive and Sealant Applications | VOC Content Limits | VOC | 30% | 85% | NA | 1.044% | 4017.7334 | Y | Y | Y (IL, IN, MI, OH, WI) | Y | High | Med |  |  |  | nonpoint | 18
64 | 19 | EmissRed | P - 2 | Utility Boiler - Bituminous Coal Wall Fired | Low NOx Burner and Over Fire Air | NOx | 10% | 71.8% | Cost effectiveness is variable and based on plant size: for a 300MW plant, total capital cost of $60.43 per kW; the fixed O&M costs of $0.40 per kW per year; and variable O&M costs of $0.090 mills per kWh. The scaling factor for plants from 25MW (Capital Cost and Fixed O&M only) = (300/capacity)^(0.359). | 0.06204% | 4015.8711 | Y | Y | Y (IL, IN, MI, OH, WI) | Y | High | Med |  |  |  | point | 19
73 | 20 | EmissRed | O-40 | Heavy Duty Trucks | Last Mile Delivery | NOx | 10% | 50% | NA | 7.457% | 3998.0616 | Y | Y | Y | Y | Med | High |  |  |  | mobile | 20
53 | 21 | EmissRed | O-12 | Diesel Vehicles | Fuel Composition Requirements (e.g., TxLED) | NOx | 50% | 7.5% | $50,000/ton NOx | 9.055% | 3640.8425 | Y | Y | Y | Y | Med | High |  |  |  | mobile | 21
20 | 22 | EmissRed | P - 56 | Internal Combustion Engines - Natural Gas | Low Emissions Combustion (Medium Speed) | NOx | 10% | 87% | 610 | 0.2359% | 3551.0817 | Y | Y | Y | Y | High | Med |  |  |  | point | 22
34 | 23 | EmissRed | P - 58 | Internal Combustion Engines - Natural Gas | Selective Catalytic Reduction | NOx | 10% | 85% | 3222 | 0.2362% | 3470.599 | Y | Y | Y | Y | High | Med |  |  |  | point | 23
47 | 24 | R-Select | NP - 43 | Architectural, Traffic, and Industrial Maintenance Coatings | Ozone Transport Commission (OTC) Model Rule and South Coast -Rule 1113 Phase III VOC limits | VOC | 10% | 40% | 20664 | 5.65% | 3409.1441 | Y | Y | Y (IL, IN, MI, OH, WI) | Y | Med | Med |  |  |  | nonpoint | 24
49 | 25 | EmissRed | N-16 | Off-Road Diesel-Fueled Construction, Industrial Equipment, Airport Ground Support Equipment, and Drilling Equipment | Accelerated Deployment of Near-zero and Zero-Emission Equipment | NOx | 10% | 100% | $16,000/ton NOx+VOC | 2.868% | 3075.5851 | Y | Y | Y | Y | Med | High |  |  |  | mobile | 25
48 | 26 | EmissRed | N-17 | Off-Road Diesel-Fueled Construction, Industrial Equipment, Airport Ground Support Equipment, and Drilling Equipment | Accelerated Turnover or Retrofit of Older Equipment and Engines (Tier 0 to Tier4) | NOx | 10% | 95% | $12,750/ton NOx | 2.868% | 2921.8059 | Y | Y | Y | Y | High | High |  |  |  | mobile | 26
66 | 27 | EmissRed | O-8 | Heavy Duty Vehicles | Inspection and Maintenance Program (Remote sensing) | NOx | 50% | 6.875% | NA | 7.208% | 2656.681 | Y | Y | Y | Y | Med | High |  |  |  | mobile | 27
63 | 28 | EmissRed | P - 3 | Utility Boiler - Bituminous Coal/ Wall Fired | Low NOx Burner | NOx | 10% | 56.8% | Cost effectiveness is variable and based on plant size: for a 300MW plant, total capital cost of $44.58 per kW; the fixed O&M costs of $0.30 per kW per year; and variable O&M costs of $0.070 mills per kWh. The scaling factor for plants from 25MW (Capital Cost and Fixed O&M only) = (300/capacity)^(0.359). | 0.05334% | 2592.9205 | Y | Y | Y (IL, IN, MI, OH, WI) | Y | High | Med |  |  |  | point | 28
54 | 29 | EmissRed | O-16 | Heavy Duty Vehicles (>14,001 lbs) | Accelerated Deployment of Near-zero and Zero-Emission Trucks | NOx | 10% | 31% | $80,506 /ton NOx | 7.208% | 2395.8433 | Y | Y | Y | Y | Med | High |  |  |  | mobile | 29
27 | 30 | EmissRed | P - 12 | Utility Boiler - Coal/ Wall Fired | Selective Non-Catalytic Reduction | NOx | 10% | 37.5% | 1450 | 0.06204% | 2097.4257 | Y | Y | Y (IL, IN, MI, OH, WI) | Y | High | High |  |  |  | point | 30
26 | 31 | EmissRed | P - 1 | External Combustion Boilers - Electricity Generation- Anthracite Coal or Subbituminous/ Bituminous Coal | Selective Non-Catalytic Reduction | NOx | 10% | 40% | 1410 | 0.05714% | 2063.258 | Y | Y | Y (IL, IN, MI, OH, WI) | Y | High | Med |  |  |  | point | 31
65 | 32 | EmissRed | P - 13 | Utility Boiler - Subbituminous Coal -Wall Fired | Low NOx Burner and Over Fire Air | NOx | 10% | 72% | Cost effectiveness is variable and based on plant size: for a 300MW plant, total capital cost of $60.43 per kW; the fixed O&M costs of $0.40 per kW per year; and variable O&M costs of $0.090 mills per kWh. The scaling factor for plants from 25MW (Capital Cost and Fixed O&M only) = (300/capacity)^(0.359). | 0.05298% | 2037.0017 | Y | Y | Y (IL, IN, MI, OH, WI) | Y | High | Med |  |  |  | point | 32
1 | 33 | EmissRed | M-6 | Commercial Marine Engines | Vessel Speed Reduction | NOx | 50% | 50% | $0 | 0.6976% | 1870.1432 | Y | Y | Y | Y | High | Med |  |  |  | mobile | 33
21 | 34 | EmissRed | P - 57 | Internal Combustion Engines - Natural Gas | Non-Selective Catalytic Reduction | NOx | 10% | 90% | 732 | 0.067% | 1770.3216 | Y | Y | Y | Y | High | Med |  |  |  | point | 34
52 | 35 | EmissRed | O-17 | Diesel Vehicles - Heavy Duty Tractors | Aerodynamic Devices | NOx | 10% | 27% | $17,000/ ton NOx | 5.71% | 1653.0068 | Y | Y | Y | Y | High | High |  |  |  | mobile | 35
5 | 36 | C-E | NP - 13 | Open Burning | Episodic Ban (Daily Only) | VOC | 10% | 100% | 0 | 1.039% | 1566.8849 | Y | Y | Y (IL, IN, MI, OH, WI) | Y | High | Med |  |  |  | nonpoint | 36
4 | 37 | C-E | NP - 1 | Commercial/ Institutional Natural Gas | Natural Gas Water Heater Replacement | NOx | 10% | 45% | 0 | 2.995% | 1445.007 | Y | Y | Y (IL, IN, MI, MN, OH, WI) | Y | High | Med |  |  |  | nonpoint | 37
42 | 38 | CE | O-41 | Commercial Vehicles or Motor Vehicles | Anti-Idling Ordinance | NOx | 2% | 80% | $2,900 - 4,600/ton NOx | 8.125% | 1394.0244 | Y | Y | Y | Y | High | Med |  |  |  | mobile | 38
43 | 39 | CE | O-42 | Commercial Vehicles (>8,500 lbs) | Idling Prohibition | NOx | 2% | 80% | $2,900 - 4,600/ton NOx | 7.457% | 1279.3797 | Y | Y | Y | Y | High | High |  |  |  | mobile | 39
56 | 40 | R-Select | O-5, O-6 | Passenger Vehicles and Motorcycles | Accelerated Penetration of Partial Zero (PHEV) Emission and Zero Emission Vehicles | VOC | 1% | 65% | $26,287-46,062/ton NOx+VOC | 9.186% | 900.7729 | Y | Y | Y | Y | Med | High |  |  |  | mobile | 40
5 | 41 | C-E | NP - 13 | Open Burning | Episodic Ban (Daily Only) | NOx | 10% | 100% | 0 | 0.7936% | 850.9015 | Y | Y | Y (IL, IN, MI, OH, WI) | Y | High | Med |  |  |  | nonpoint | 41
50 | 42 | R-Select | N-18 | Lawn and Garden Equipment | Electrification (Zero-Emission Landscaping Equipment Incentive Programs) | VOC | 1% | 100% | $16,000/ton NOx+VOC | 3.737% | 563.7731 | Y | Y | Y | Y | High | High |  |  |  | mobile | 42
7 | 43 | C-E | NP - 77 | Cutback Asphalt | Reformulation-Process Modification | VOC | 10% | 100% | 24 | 0.3737% | 563.7126 | Y | Y | Y | Y | Med | Med |  |  |  | nonpoint | 43
56 | 44 | R-Select | O-5, O-6 | Passenger Vehicles and Motorcycles | Accelerated Penetration of Partial Zero (PHEV) Emission and Zero Emission Vehicles | NOx | 1% | 52% | $26,287-46,062/ton NOx+VOC | 10.03% | 559.0046 | Y | Y | Y | Y | Med | High |  |  |  | mobile | 44
35 | 45 | CE | R-2 | Locomotives | Linehaul Idling Reduction | NOx | 10% | 54% | $3,250/ ton NOx | 1.259% | 728.835 | Y | Y | Y | Y | High | High |  |  |  | mobile | 45
9 | 46 | C-E | NP - 48 | Metal Furniture Surface Coating | Reduced Solvent Utilization | VOC | 10% | 84% | 118 | 0.3492% | 442.5285 | Y | Y | Y (IL, IN, MI, OH, WI) | Y | Med | Med |  |  |  | nonpoint | 46
25 | 47 | C-E | NP - 78 | Green-waste Composting | Organic Waste Processing Technology and Restriction on the Use of Uncomposed Greenwaste | VOC | 10% | 36.4% | 1350 | 0.5466% | 300.1442 | Y | Y | Y | Y | High | Med |  |  |  | nonpoint | 47
39 | 48 | R-Select | P - 25 | Cement Manufacturing - Wet Process | Selective Catalytic Reduction | NOx | 10% | 85% | 3388 | 0.001984% | 267.7474 | Y | Y | Y (IL, IN, MI, OH, WI) | Y | High | High |  |  |  | point | 48
17 | 49 | C-E | P - 54 | Industrial Natural Gas Internal Combustion Engines - 4cycle (rich) | Non-Selective Catalytic Reduction | NOx | 10% | 90% | 509 | 0.01195% | 245.8125 | Y | Y | Y | Y | High | Med |  |  |  | point | 49
71 | 50 | R-Select | O-36 | Passenger Cars and LDTs | Land Use: Increase Diversity of Urban and Suburban Developments (Mixed Use) LUT-3 | NOx | 1% | 19.5% | NA | 9.71% | 203.026 | Y | Y | Y | Y | Med | Med |  |  |  | mobile | 50
23 | 51 | C-E | NP - 62 | Industrial Cleaning Solvents | Work practice standards, solvent substitution, and add-on controls | VOC | 10% | 94% | 1134 | 0.1219% | 172.8399 | Y | Y | Y (WI) | Y | High | Med |  |  |  | nonpoint | 51
69 | 52 | R-Select | O-35 | Passenger Cars and LDTs | Land Use: Increase density in Land Use Planning (LUT-1) | NOx | 1% | 15.75% | NA | 9.71% | 163.9825 | Y | Y | Y | Y | Med | Med |  |  |  | mobile | 52
19 | 53 | C-E | P - 19 | Cement Kilns | Changing feed composition | NOx | 10% | 32.5% | 587 | 0.02201% | 154.1143 | Y | Y | Y (IL, IN, MI, OH, WI) | Y | High | Med |  |  |  | point | 53
71 | 54 | R-Select | O-36 | Passenger Cars and LDTs | Land Use: Increase Diversity of Urban and Suburban Developments (Mixed Use) LUT-3 | VOC | 1% | 11.7% | NA | 8.501% | 150.0539 | Y | Y | Y | Y | Med | Med |  |  |  | mobile | 54
24 | 55 | C-E | NP - 72 | Petroleum Refinery Fugitives | Process Modification | VOC | 10% | 78% | 1290 | 0.1189% | 139.8836 | Y | Y | Y (IL, IN, MI, OH, WI) | Y | Med | Med |  |  |  | nonpoint | 55
10 | 56 | C-E | NP - 59 | Miscellaneous Industrial Adhesives | Solvent substitution | VOC | 10% | 64% | 263 | 0.1397% | 134.882 | Y | Y | Y (IL, IN, MI, OH, WI) | Y | High | High |  |  |  | nonpoint | 56
11 | 57 | C-E | NP - 61 | Miscellaneous Industrial Adhesives | Low VOC Adhesives and Improved Application Methods | VOC | 10% | 64% | 263 | 0.1397% | 134.882 | Y | Y | Y (IL, IN, MI, OH, WI) | Y | Med | Med |  |  |  | nonpoint | 57
44 | 58 | R-Select | N-1 | Off-road Engines | Repowering Engines | NOx | 1% | 18.5% | $4,500/ ton NOx | 6.717% | 133.2541 | Y | Y | Y | Y | High | High |  |  |  | mobile | 58
55 | 59 | R-Select | O-39 | Passenger Cars and LDTs | Implement Mandatory Commute Trip Reduction Program (TRT-2) | NOx | 1% | 12.6% | $32,000 per ton of NOx and VOC | 9.71% | 131.186 | Y | Y | Y | Y | Med | Med |  |  |  | mobile | 59
61 | 60 | R-Select | O-34 | Passenger Cars and LDTs | Land Use: Increase Transit Accessibility (LUT-5) | NOx | 1% | 12.55% | $222k - 1.5M/ton NOx | 9.71% | 130.6654 | Y | Y | Y | Y | Med | High |  |  |  | mobile | 60
36 | 61 | CE | R-4 | Locomotives | Switcher Idling Reduction | NOx | 10% | 11.25% | $3,250/ ton NOx | 1.014% | 122.3081 | Y | Y | Y | Y | High | High |  |  |  | mobile | 61
69 | 62 | R-Select | O-35 | Passenger Cars and LDTs | Land Use: Increase density in Land Use Planning (LUT-1) | VOC | 1% | 9.45% | NA | 8.501% | 121.1973 | Y | Y | Y | Y | Med | Med |  |  |  | mobile | 62
14 | 63 | C-E | P - 18 | Cement Kilns | Biosolid Injection Technology | NOx | 10% | 23% | 407 | 0.02201% | 109.0655 | Y | Y | Y (IL, IN, MI, OH, WI) | Y | High | Med |  |  |  | point | 63
50 | 64 | R-Select | N-18 | Lawn and Garden Equipment | Electrification (Zero-Emission Landscaping Equipment Incentive Programs) | NOx | 1% | 100% | $16,000/ton NOx+VOC | 0.9636% | 103.3287 | Y | Y | Y | Y | High | High |  |  |  | mobile | 64
61 | 65 | R-Select | O-34 | Passenger Cars and LDTs | Land Use: Increase Transit Accessibility (LUT-5) | VOC | 1% | 7.55% | $130k - 1.5M/ton VOC | 8.501% | 96.8296 | Y | Y | Y | Y | Med | High |  |  |  | mobile | 65
55 | 66 | R-Select | O-39 | Passenger Cars and LDTs | Implement Mandatory Commute Trip Reduction Program (TRT-2) | VOC | 1% | 7.55% | $5,800-176,000/ton VOC | 8.501% | 96.8296 | Y | Y | Y | Y | Med | Med |  |  |  | mobile | 66
8 | 67 | C-E | P - 24 | Cement Manufacturing - Dry Process or Wet Process | Mid-Kiln Firing | NOx | 10% | 30% | 72 | 0.001984% | 94.4991 | Y | Y | Y (IL, IN, MI, OH, WI) | Y | High | Med |  |  |  | point | 67
18 | 68 | C-E | P - 23 | Cement Manufacturing - Dry Process or Wet Process | Low NOx Burner | NOx | 10% | 25% | 577 | 0.001984% | 78.7492 | Y | Y | Y (IL, IN, MI, OH, WI) | Y | High | Med |  |  |  | point | 68
22 | 69 | C-E | NP - 81 | Municipal Solid Waste Landfill | Gas Recovery | VOC | 10% | 70% | 1089 | 0.04725% | 49.8974 | Y | Y | Y | Y | High | High |  |  |  | nonpoint | 69
2 | 70 | CE | O-33 | Passenger Cars and LDTs | Encourage Telecommuting and Alternative Work Schedules (TR-6) | NOx | 1% | 2.8% | $ 0 | 9.71% | 29.1525 | Y | Y | Y (WI) | Y | High | High |  |  |  | mobile | 70
2 | 71 | CE | O-33 | Passenger Cars and LDTs | Encourage Telecommuting and Alternative Work Schedules (TR-6) | VOC | 1% | 1.675% | $ 0 | 8.501% | 21.4821 | Y | Y | Y (WI) | Y | High | High |  |  |  | mobile | 71
37 | 72 | CE | O-1 | Gasoline Vehicles | Opt into Reformulated Gasoline (RFG) Standards | NOx | 1% | 2% | $3,613/ton NOx | 9.266% | 19.872 | Y | Y | Y | Y | Med | High |  |  |  | mobile | 72
15 | 73 | C-E | P - 100 | Coke By-Product Recovery Operations | Spray-Chamber/Spray-Tower Wet Scrubber | VOC | 10% | 70% | 457 | 0.008716% | 9.2042 | Y | Y | Y (IL, IN, MI, OH, WI) | Y | High | Med |  |  |  | point | 73
30 | 74 | CE | A-2 | Aircraft Ground Support Equipment | Alternative Fuels - CNG/LPG | NOx | 1% | 65% | $2,218 / ton VOC+CO+NOx combined | 0.1042% | 7.264 | Y | Y | Y | Y | Med | Med |  |  |  | mobile | 74
30 | 75 | CE | A-2 | Aircraft Ground Support Equipment | Alternative Fuels - CNG/LPG | VOC | 1% | 30% | $2,218 / ton VOC+CO+NOx combined | 0.02378% | 1.0761 | Y | Y | Y | Y | Med | Med |  |  |  | mobile | 75
13 | 76 | C-E | P - 99 | Petroleum Refinery | Fiber-Bed Scrubbers | VOC | 10% | 80% | 340 | 0.0008417% | 1.0158 | Y | Y | Y (IL, IN, MI, OH, WI) | Y | High | Med |  |  |  | point | 76
16 | 77 | C-E | P - 45 | Iron & Steel Mills - Reheating | Low NOx Burner | NOx | 10% | 66% | 481 | 0% | 0 | Y | Y | Y | Y | High | Med |  |  |  | point | 77
12 | 78 | C-E | P - 101 | Coke By-Product Recovery Operations | Packed-Bed/Packed-Tower Scrubber with Solvent Adsorption | VOC | 10% | 84.5% | 300 | 0.008716% | 11.1108 | Y | Y | Y (IL, IN, MI, OH, WI) | Y | High | Med |  |  |  | point | 78
32 | 79 | CE | O-31 | Commercial Airport Ground Access Vehicles | Alternative Fuel or Clean Burning Commercial Airport Ground Access Vehicle Fleet Requirements | NOx | 0% | 0% | $2,690 combined NOx+VOC+PM+CO | 0% | 0 | Y | Y | Y | Y | High | High |  |  |  | mobile | 79
32 | 80 | CE | O-31 | Commercial Airport Ground Access Vehicles | Alternative Fuel or Clean Burning Commercial Airport Ground Access Vehicle Fleet Requirements | VOC | 0% | 0% | $2,690 combined NOx+VOC+PM+CO | 0% | 0 | Y | Y | Y | Y | High | High |  |  |  | mobile | 80

## C-E_Shortlist
Control Measure Shortlist sorted by Cost Effectiveness |  |  |  | *Please note that estimated reductions by control option are approximations based on | [7 empty] | Permanent | reduction continue to occur at the estimated level throughout the lifetime of the measure
Sorted by cost-effectiveness (smallest to largest) |  |  |  | 1) the percent penetration assumed | [7 empty] | Quantifiable | reductions can be reliably calculated, method of calculation can be replicated
except measures with very small emissions reductions which are located at the bottom of the table |  |  |  | 2) the percent of emissions sources affected (SCCs selection will be refined for those measures that are reviewed in more detail during white paper stage). | [7 empty] | Surplus | reductions not otherwise required by Federal, State or local regulations, and for which emission reduction credit has not already been taken
measures not on previous shortlist are highlighted below |  |  |  | Therefore, control options will accrue lower or higher reductions than shown in the screening analysis based on refined white paper analysis | [7 empty] | Enforceable | reductions enforceable at the Federal and State levels
see tab 'shortlist' xref for measures on the previous list that were dropped |  |  |  | In addition to screening level emission reductions, we recommend using qualitative markers as well as cost effectiveness (C-E) to evaluate which control options are best fits for more detailed analysis. | [7 empty] | for "Surplus", parentheses indicate state(s) w/ regulation(s) applicable to the source category and potential for non-surplus reductions based on existing regulations compilation
Qualitative Metrics
C-E Rank | Emission Reduction Rank | Shortlist | # | Source Category | Emission Reduction Measure Name | Target Pollutant(s): NOx and/or VOC | % Penetration | Control Efficiency (% reduction) | Cost Effectiveness ($/ton) | % LADCO-wide emissions subject to measure | Estimated Absolute Emissions Reduction After Control (tpy) - Year 2028* | Permanent | Quantifiable | Surplus | Enforceable | Technical / Implementation Feasibility | Public Acceptance | Mob | #Target Pollutant(s): NOx and/or VOC | C-E Rank | NP | P | . | category
1 | 33 | EmissRed | M-6 | Commercial Marine Engines | Vessel Speed Reduction | NOx | 50% | 50% | $0 | 0.6976% | 1870.1432 | Y | Y | Y | Y | High | Med |  | M-6NOx | 1 |  |  |  | mobile | 1
2 | 70 | CE | O-33 | Passenger Cars and LDTs | Encourage Telecommuting and Alternative Work Schedules (TR-6) | NOx | 1% | 2.8% | $ 0 | 9.71% | 29.1525 | Y | Y | Y (WI) | Y | High | High |  | O-33NOx | 2 |  |  |  | mobile | 2
3 | 70 | CE | O-33 | Passenger Cars and LDTs | Encourage Telecommuting and Alternative Work Schedules (TR-6) | VOC | 1% | 1.675% | $ 0 | 8.501% | 21.4821 | Y | Y | Y (WI) | Y | High | High |  | O-33VOC | 3 |  |  |  | mobile | 3
4 | 37 | C-E | NP - 1 | Commercial/ Institutional Natural Gas | Natural Gas Water Heater Replacement | NOx | 10% | 45% | 0 | 2.995% | 1445.007 | Y | Y | Y (IL, IN, MI, MN, OH, WI) | Y | High | Med |  | NP - 1NOx | 4 | ILINMIMNOHWI |  |  | nonpoint | 4
5 | 36 | C-E | NP - 13 | Open Burning | Episodic Ban (Daily Only) | NOx | 10% | 100% | 0 | 0.7936% | 850.9015 | Y | Y | Y (IL, IN, MI, OH, WI) | Y | High | Med |  | NP - 13NOx | 5 | ILINMIOHWI |  |  | nonpoint | 5
6 | 36 | C-E | NP - 13 | Open Burning | Episodic Ban (Daily Only) | VOC | 10% | 100% | 0 | 1.039% | 1566.8849 | Y | Y | Y (IL, IN, MI, OH, WI) | Y | High | Med |  | NP - 13VOC | 6 | ILINMIOHWI |  |  | nonpoint | 6
7 | 43 | C-E | NP - 77 | Cutback Asphalt | Reformulation-Process Modification | VOC | 10% | 100% | 24 | 0.3737% | 563.7126 | Y | Y | Y | Y | Med | Med |  | NP - 77VOC | 7 |  |  |  | nonpoint | 7
8 | 67 | C-E | P - 24 | Cement Manufacturing - Dry Process or Wet Process | Mid-Kiln Firing | NOx | 10% | 30% | 72 | 0.001984% | 94.4991 | Y | Y | Y (IL, IN, MI, OH, WI) | Y | High | Med |  | P - 24NOx | 8 |  | ILINMIMNOHWI |  | point | 8
9 | 46 | C-E | NP - 48 | Metal Furniture Surface Coating | Reduced Solvent Utilization | VOC | 10% | 84% | 118 | 0.3492% | 442.5285 | Y | Y | Y (IL, IN, MI, OH, WI) | Y | Med | Med |  | NP - 48VOC | 9 | ILINMIMNOHWI |  |  | nonpoint | 9
10 | 56 | C-E | NP - 59 | Miscellaneous Industrial Adhesives | Solvent substitution | VOC | 10% | 64% | 263 | 0.1397% | 134.882 | Y | Y | Y (IL, IN, MI, OH, WI) | Y | High | High |  | NP - 59VOC | 10 | ILINMIMNOHWI |  |  | nonpoint | 10
11 | 57 | C-E | NP - 61 | Miscellaneous Industrial Adhesives | Low VOC Adhesives and Improved Application Methods | VOC | 10% | 64% | 263 | 0.1397% | 134.882 | Y | Y | Y (IL, IN, MI, OH, WI) | Y | Med | Med |  | NP - 61VOC | 11 | ILINMIMNOHWI |  |  | nonpoint | 11
12 | 78 | C-E | P - 101 | Coke By-Product Recovery Operations | Packed-Bed/Packed-Tower Scrubber with Solvent Adsorption | VOC | 10% | 84.5% | 300 | 0.008716% | 11.1108 | Y | Y | Y (IL, IN, MI, OH, WI) | Y | High | Med |  | P - 101VOC | 12 |  | ILINMIMNOHWI |  | point | 12
13 | 76 | C-E | P - 99 | Petroleum Refinery | Fiber-Bed Scrubbers | VOC | 10% | 80% | 340 | 0.0008417% | 1.0158 | Y | Y | Y (IL, IN, MI, OH, WI) | Y | High | Med |  | P - 99VOC | 13 |  | ILINMIMNOHWI |  | point | 13
14 | 63 | C-E | P - 18 | Cement Kilns | Biosolid Injection Technology | NOx | 10% | 23% | 407 | 0.02201% | 109.0655 | Y | Y | Y (IL, IN, MI, OH, WI) | Y | High | Med |  | P - 18NOx | 14 |  | ILINMIMNOHWI |  | point | 14
15 | 73 | C-E | P - 100 | Coke By-Product Recovery Operations | Spray-Chamber/Spray-Tower Wet Scrubber | VOC | 10% | 70% | 457 | 0.008716% | 9.2042 | Y | Y | Y (IL, IN, MI, OH, WI) | Y | High | Med |  | P - 100VOC | 15 |  | ILINMIMNOHWI |  | point | 15
16 | 77 | C-E | P - 45 | Iron & Steel Mills - Reheating | Low NOx Burner | NOx | 10% | 66% | 481 | 0% | 0 | Y | Y | Y | Y | High | Med |  | P - 45NOx | 16 |  |  |  | point | 16
17 | 49 | C-E | P - 54 | Industrial Natural Gas Internal Combustion Engines - 4cycle (rich) | Non-Selective Catalytic Reduction | NOx | 10% | 90% | 509 | 0.01195% | 245.8125 | Y | Y | Y | Y | High | Med |  | P - 54NOx | 17 |  | ILINMIMNOHWI |  | point | 17
18 | 68 | C-E | P - 23 | Cement Manufacturing - Dry Process or Wet Process | Low NOx Burner | NOx | 10% | 25% | 577 | 0.001984% | 78.7492 | Y | Y | Y (IL, IN, MI, OH, WI) | Y | High | Med |  | P - 23NOx | 18 |  | ILINMIMNOHWI |  | point | 18
19 | 53 | C-E | P - 19 | Cement Kilns | Changing feed composition | NOx | 10% | 32.5% | 587 | 0.02201% | 154.1143 | Y | Y | Y (IL, IN, MI, OH, WI) | Y | High | Med |  | P - 19NOx | 19 |  | ILINMIMNOHWI |  | point | 19
20 | 22 | EmissRed | P - 56 | Internal Combustion Engines - Natural Gas | Low Emissions Combustion (Medium Speed) | NOx | 10% | 87% | 610 | 0.2359% | 3551.0817 | Y | Y | Y | Y | High | Med |  | P - 56NOx | 20 |  | ILINMIMNOHWI |  | point | 20
21 | 34 | EmissRed | P - 57 | Internal Combustion Engines - Natural Gas | Non-Selective Catalytic Reduction | NOx | 10% | 90% | 732 | 0.067% | 1770.3216 | Y | Y | Y | Y | High | Med |  | P - 57NOx | 21 |  | ILINMIMNOHWI |  | point | 21
22 | 69 | C-E | NP - 81 | Municipal Solid Waste Landfill | Gas Recovery | VOC | 10% | 70% | 1089 | 0.04725% | 49.8974 | Y | Y | Y | Y | High | High |  | NP - 81VOC | 22 |  |  |  | nonpoint | 22
23 | 51 | C-E | NP - 62 | Industrial Cleaning Solvents | Work practice standards, solvent substitution, and add-on controls | VOC | 10% | 94% | 1134 | 0.1219% | 172.8399 | Y | Y | Y (WI) | Y | High | Med |  | NP - 62VOC | 23 | ILINMIMNOHWI |  |  | nonpoint | 23
24 | 55 | C-E | NP - 72 | Petroleum Refinery Fugitives | Process Modification | VOC | 10% | 78% | 1290 | 0.1189% | 139.8836 | Y | Y | Y (IL, IN, MI, OH, WI) | Y | Med | Med |  | NP - 72VOC | 24 | ILINMIMNOHWI |  |  | nonpoint | 24
25 | 47 | C-E | NP - 78 | Green-waste Composting | Organic Waste Processing Technology and Restriction on the Use of Uncomposed Greenwaste | VOC | 10% | 36.4% | 1350 | 0.5466% | 300.1442 | Y | Y | Y | Y | High | Med |  | NP - 78VOC | 25 |  |  |  | nonpoint | 25
26 | 31 | EmissRed | P - 1 | External Combustion Boilers - Electricity Generation- Anthracite Coal or Subbituminous/ Bituminous Coal | Selective Non-Catalytic Reduction | NOx | 10% | 40% | 1410 | 0.05714% | 2063.258 | Y | Y | Y (IL, IN, MI, OH, WI) | Y | High | Med |  | P - 1NOx | 26 |  | ILINMIOHWI |  | point | 26
27 | 30 | EmissRed | P - 12 | Utility Boiler - Coal/ Wall Fired | Selective Non-Catalytic Reduction | NOx | 10% | 37.5% | 1450 | 0.06204% | 2097.4257 | Y | Y | Y (IL, IN, MI, OH, WI) | Y | High | High |  | P - 12NOx | 27 |  | ILINMIOHWI |  | point | 27
28 | 15 | EmissRed | NP - 6 | Residential/Commercial/ Institutional Water Heaters and/or Space Heaters | Low NOx Water Heaters and Low NOx Burner Space Heaters | NOx | 10% | 41% | $928-$1,974 | 10.18% | 4476.4473 | Y | Y | Y (IL, IN, MI, MN, OH, WI) | Y | High | Med |  | NP - 6NOx | 28 | ILINMIMNOHWI |  |  | nonpoint | 28
29 | 8 | EmissRed | P - 15 | Coal Fired EGU | Non-Thermal Plasma | NOx | 10% | 90% | 1825 | 0.1091% | 6957.5231 | Y | Y | Y (IL, IN, MI, OH, WI) | Y | High | Med |  | P - 15NOx | 29 |  | ILINMIOHWI |  | point | 29
30 | 74 | CE | A-2 | Aircraft Ground Support Equipment | Alternative Fuels - CNG/LPG | NOx | 1% | 65% | $2,218 / ton VOC+CO+NOx combined | 0.1042% | 7.264 | Y | Y | Y | Y | Med | Med |  | A-2NOx | 30 |  |  |  | mobile | 30
31 | 74 | CE | A-2 | Aircraft Ground Support Equipment | Alternative Fuels - CNG/LPG | VOC | 1% | 30% | $2,218 / ton VOC+CO+NOx combined | 0.02378% | 1.0761 | Y | Y | Y | Y | Med | Med |  | A-2VOC | 31 |  |  |  | mobile | 31
32 | 79 | CE | O-31 | Commercial Airport Ground Access Vehicles | Alternative Fuel or Clean Burning Commercial Airport Ground Access Vehicle Fleet Requirements | NOx | 0% | 0% | $2,690 combined NOx+VOC+PM+CO | 0% | 0 | Y | Y | Y | Y | High | High |  | O-31NOx | 32 |  |  |  | mobile | 32
33 | 79 | CE | O-31 | Commercial Airport Ground Access Vehicles | Alternative Fuel or Clean Burning Commercial Airport Ground Access Vehicle Fleet Requirements | VOC | 0% | 0% | $2,690 combined NOx+VOC+PM+CO | 0% | 0 | Y | Y | Y | Y | High | High |  | O-31VOC | 33 |  |  |  | mobile | 33
34 | 23 | EmissRed | P - 58 | Internal Combustion Engines - Natural Gas | Selective Catalytic Reduction | NOx | 10% | 85% | 3222 | 0.2362% | 3470.599 | Y | Y | Y | Y | High | Med |  | P - 58NOx | 34 |  | ILINMIMNOHWI |  | point | 34
35 | 45 | CE | R-2 | Locomotives | Linehaul Idling Reduction | NOx | 10% | 54% | $3,250/ ton NOx | 1.259% | 728.835 | Y | Y | Y | Y | High | High |  | R-2NOx | 35 |  |  |  | mobile | 35
36 | 61 | CE | R-4 | Locomotives | Switcher Idling Reduction | NOx | 10% | 11.25% | $3,250/ ton NOx | 1.014% | 122.3081 | Y | Y | Y | Y | High | High |  | R-4NOx | 36 |  |  |  | mobile | 36
37 | 72 | CE | O-1 | Gasoline Vehicles | Opt into Reformulated Gasoline (RFG) Standards | NOx | 1% | 2% | $3,613/ton NOx | 9.266% | 19.872 | Y | Y | Y | Y | Med | High | ILINMIMNOHWI | O-1NOx | 37 |  |  |  | mobile | 37
38 | 2 | EmissRed | O-11 | Heavy Duty Diesel Vehicles and Buses | Accelerated Fleet Turnover / Retrofit Requirements | NOx | 50% | 25% | $3,822/ ton NOx | 7.693% | 10311.0949 | Y | Y | Y | Y | High | Med |  | O-11NOx | 38 |  |  |  | mobile | 38
39 | 48 | R-Select | P - 25 | Cement Manufacturing - Wet Process | Selective Catalytic Reduction | NOx | 10% | 85% | 3388 | 0.001984% | 267.7474 | Y | Y | Y (IL, IN, MI, OH, WI) | Y | High | High |  | P - 25NOx | 39 |  | ILINMIMNOHWI |  | point | 39
40 | 1 | EmissRed | NP - 26 | Consumer Products | California Consumer Products Rules Cumulative through 2010 Proposed Amendments | VOC | 10% | 50% | 3498 | 16.14% | 12173.0979 | Y | Y | Y (IL, IN, MI, OH) | Y | Med | Med |  | NP - 26VOC | 40 | ILINMIMNOH |  |  | nonpoint | 40
41 | 14 | EmissRed | P - 11 | Utility Boiler - Coal/ Wall Fired | Selective Catalytic Reduction | NOx | 10% | 85% | 3500 | 0.06204% | 4754.1649 | Y | Y | Y (IL, IN, MI, OH, WI) | Y | High | High |  | P - 11NOx | 41 |  | ILINMIOHWI |  | point | 41
42 | 38 | CE | O-41 | Commercial Vehicles or Motor Vehicles | Anti-Idling Ordinance | NOx | 2% | 80% | $2,900 - 4,600/ton NOx | 8.125% | 1394.0244 | Y | Y | Y | Y | High | Med |  | O-41NOx | 42 |  |  |  | mobile | 42
43 | 39 | CE | O-42 | Commercial Vehicles (>8,500 lbs) | Idling Prohibition | NOx | 2% | 80% | $2,900 - 4,600/ton NOx | 7.457% | 1279.3797 | Y | Y | Y | Y | High | High |  | O-42NOx | 43 |  |  |  | mobile | 43
44 | 58 | R-Select | N-1 | Off-road Engines | Repowering Engines | NOx | 1% | 18.5% | $4,500/ ton NOx | 6.717% | 133.2541 | Y | Y | Y | Y | High | High |  | N-1NOx | 44 |  |  |  | mobile | 44
45 | 10 | EmissRed | NP - 19 | Graphic Arts | VOC Coating Content Limits | VOC | 10% | 75% | 6000 | 4.988% | 5643.2853 | Y | Y | Y (IL, IN, MI, OH, WI) | Y | High | High |  | NP - 19VOC | 45 | ILINMIMNOHWI |  |  | nonpoint | 45
46 | 9 | EmissRed | NP - 7 | Commercial/Residential Heaters/Boilers | Zero and Near-Zero Emission Burners and Incentives | NOx | 10% | 45% | 20000 | 11.78% | 5681.8281 | Y | Y | Y (IL, IN, MI, MN, OH, WI) | Y | High | High |  | NP - 7NOx | 46 | ILINMIMNOHWI |  |  | nonpoint | 46
47 | 24 | R-Select | NP - 43 | Architectural, Traffic, and Industrial Maintenance Coatings | Ozone Transport Commission (OTC) Model Rule and South Coast -Rule 1113 Phase III VOC limits | VOC | 10% | 40% | 20664 | 5.65% | 3409.1441 | Y | Y | Y (IL, IN, MI, OH, WI) | Y | Med | Med |  | NP - 43VOC | 47 | ILINMIMNOHWI |  |  | nonpoint | 47
48 | 26 | EmissRed | N-17 | Off-Road Diesel-Fueled Construction, Industrial Equipment, Airport Ground Support Equipment, and Drilling Equipment | Accelerated Turnover or Retrofit of Older Equipment and Engines (Tier 0 to Tier4) | NOx | 10% | 95% | $12,750/ton NOx | 2.868% | 2921.8059 | Y | Y | Y | Y | High | High |  | N-17NOx | 48 |  |  |  | mobile | 48
49 | 25 | EmissRed | N-16 | Off-Road Diesel-Fueled Construction, Industrial Equipment, Airport Ground Support Equipment, and Drilling Equipment | Accelerated Deployment of Near-zero and Zero-Emission Equipment | NOx | 10% | 100% | $16,000/ton NOx+VOC | 2.868% | 3075.5851 | Y | Y | Y | Y | Med | High |  | N-16NOx | 49 |  |  |  | mobile | 49
50 | 42 | R-Select | N-18 | Lawn and Garden Equipment | Electrification (Zero-Emission Landscaping Equipment Incentive Programs) | NOx | 1% | 100% | $16,000/ton NOx+VOC | 0.9636% | 103.3287 | Y | Y | Y | Y | High | High |  | N-18NOx | 50 |  |  |  | mobile | 50
51 | 42 | R-Select | N-18 | Lawn and Garden Equipment | Electrification (Zero-Emission Landscaping Equipment Incentive Programs) | VOC | 1% | 100% | $16,000/ton NOx+VOC | 3.737% | 563.7731 | Y | Y | Y | Y | High | High |  | N-18VOC | 51 |  |  |  | mobile | 51
52 | 35 | EmissRed | O-17 | Diesel Vehicles - Heavy Duty Tractors | Aerodynamic Devices | NOx | 10% | 27% | $17,000/ ton NOx | 5.71% | 1653.0068 | Y | Y | Y | Y | High | High |  | O-17NOx | 52 |  |  |  | mobile | 52
53 | 21 | EmissRed | O-12 | Diesel Vehicles | Fuel Composition Requirements (e.g., TxLED) | NOx | 50% | 7.5% | $50,000/ton NOx | 9.055% | 3640.8425 | Y | Y | Y | Y | Med | High |  | O-12NOx | 53 |  |  |  | mobile | 53
54 | 29 | EmissRed | O-16 | Heavy Duty Vehicles (>14,001 lbs) | Accelerated Deployment of Near-zero and Zero-Emission Trucks | NOx | 10% | 31% | $80,506 /ton NOx | 7.208% | 2395.8433 | Y | Y | Y | Y | Med | High |  | O-16NOx | 54 |  |  |  | mobile | 54
55 | 59 | R-Select | O-39 | Passenger Cars and LDTs | Implement Mandatory Commute Trip Reduction Program (TRT-2) | NOx | 1% | 12.6% | $32,000 per ton of NOx and VOC | 9.71% | 131.186 | Y | Y | Y | Y | Med | Med |  | O-39NOx | 55 |  |  |  | mobile | 55
56 | 40 | R-Select | O-5, O-6 | Passenger Vehicles and Motorcycles | Accelerated Penetration of Partial Zero (PHEV) Emission and Zero Emission Vehicles | NOx | 1% | 52% | $26,287-46,062/ton NOx+VOC | 10.03% | 559.0046 | Y | Y | Y | Y | Med | High |  | O-5, O-6NOx | 56 |  |  |  | mobile | 56
57 | 40 | R-Select | O-5, O-6 | Passenger Vehicles and Motorcycles | Accelerated Penetration of Partial Zero (PHEV) Emission and Zero Emission Vehicles | VOC | 1% | 65% | $26,287-46,062/ton NOx+VOC | 9.186% | 900.7729 | Y | Y | Y | Y | Med | High |  | O-5, O-6VOC | 57 |  |  |  | mobile | 57
58 | 17 | EmissRed | P - 61 | Natural Gas Pipelines | Transition to zero and near-zero emission technologies for stationary sources | NOx | 1% | 100% | 53000 | 0.2112% | 4078.8044 | Y | Y | Y (IL, IN, MI, OH, WI) | Y | Med | High |  | P - 61NOx |  |  |  |  | point | 58
59 | 13 | EmissRed | NP - 5 | Boilers, Steam Generators and Process Heaters | Rules 4306, 4320 Advanced Emission Reduction Options for Boilers, Steam Generators, and Process Heaters | NOx | 10% | 96% | $20,000 - $200,000/ton | 4.807% | 4948.6566 | Y | Y | Y (IL, IN, MI, MN, OH, WI) | Y | Med | Med |  | NP - 5NOx | 59 | ILINMIMNOHWI |  |  | nonpoint | 59
60 | 59 | R-Select | O-39 | Passenger Cars and LDTs | Implement Mandatory Commute Trip Reduction Program (TRT-2) | VOC | 1% | 7.55% | $5,800-176,000/ton VOC | 8.501% | 96.8296 | Y | Y | Y | Y | Med | Med |  | O-39VOC | 60 |  |  |  | mobile | 60
61 | 60 | R-Select | O-34 | Passenger Cars and LDTs | Land Use: Increase Transit Accessibility (LUT-5) | VOC | 1% | 7.55% | $130k - 1.5M/ton VOC | 8.501% | 96.8296 | Y | Y | Y | Y | Med | High |  | O-34VOC | 61 |  |  |  | mobile | 61
62 | 60 | R-Select | O-34 | Passenger Cars and LDTs | Land Use: Increase Transit Accessibility (LUT-5) | NOx | 1% | 12.55% | $222k - 1.5M/ton NOx | 9.71% | 130.6654 | Y | Y | Y | Y | Med | High |  | O-34NOx | 62 |  |  |  | mobile | 62
63 | 28 | EmissRed | P - 3 | Utility Boiler - Bituminous Coal/ Wall Fired | Low NOx Burner | NOx | 10% | 56.8% | Cost effectiveness is variable and based on plant size: for a 300MW plant, total capital cost of $44.58 per kW; the fixed O&M costs of $0.30 per kW per year; and variable O&M costs of $0.070 mills per kWh. The scaling factor for plants from 25MW (Capital Cost and Fixed O&M only) = (300/capacity)^(0.359). | 0.05334% | 2592.9205 | Y | Y | Y (IL, IN, MI, OH, WI) | Y | High | Med |  | P - 3NOx | 63 |  | ILINMIOHWI |  | point | 63
64 | 19 | EmissRed | P - 2 | Utility Boiler - Bituminous Coal Wall Fired | Low NOx Burner and Over Fire Air | NOx | 10% | 71.8% | Cost effectiveness is variable and based on plant size: for a 300MW plant, total capital cost of $60.43 per kW; the fixed O&M costs of $0.40 per kW per year; and variable O&M costs of $0.090 mills per kWh. The scaling factor for plants from 25MW (Capital Cost and Fixed O&M only) = (300/capacity)^(0.359). | 0.06204% | 4015.8711 | Y | Y | Y (IL, IN, MI, OH, WI) | Y | High | Med |  | P - 2NOx | 64 |  | ILINMIOHWI |  | point | 64
65 | 32 | EmissRed | P - 13 | Utility Boiler - Subbituminous Coal -Wall Fired | Low NOx Burner and Over Fire Air | NOx | 10% | 72% | Cost effectiveness is variable and based on plant size: for a 300MW plant, total capital cost of $60.43 per kW; the fixed O&M costs of $0.40 per kW per year; and variable O&M costs of $0.090 mills per kWh. The scaling factor for plants from 25MW (Capital Cost and Fixed O&M only) = (300/capacity)^(0.359). | 0.05298% | 2037.0017 | Y | Y | Y (IL, IN, MI, OH, WI) | Y | High | Med |  | P - 13NOx | 65 |  | ILINMIOHWI |  | point | 65
66 | 27 | EmissRed | O-8 | Heavy Duty Vehicles | Inspection and Maintenance Program (Remote sensing) | NOx | 50% | 6.875% | NA | 7.208% | 2656.681 | Y | Y | Y | Y | Med | High | [6 empty] | mobile | 66
67 | 16 | EmissRed | O-3 | Gasoline Vehicles | Petition EPA to Remove the 1 Psi Allowance for 9-10% Ethanol Blends | VOC | 100% | 3% | NA | 9.251% | 4186.6811 | Y | Y | Y | Y | Med | Med | ILINMIMNOHWI | O-3VOC | 67 |  |  |  | mobile | 67
68 | 11 | EmissRed | O-10 | Heavy Duty Diesel Vehicles | Ultra-Low NOx Engine Replacement | NOx | 10% | 90% | NA | 5.71% | 5510.0227 | Y | Y | Y | Y | High | High |  | O-10NOx | 68 |  |  |  | mobile | 68
69 | 52 | R-Select | O-35 | Passenger Cars and LDTs | Land Use: Increase density in Land Use Planning (LUT-1) | NOx | 1% | 15.75% | NA | 9.71% | 163.9825 | Y | Y | Y | Y | Med | Med |  | O-35NOx | 69 |  |  |  | mobile | 69
70 | 52 | R-Select | O-35 | Passenger Cars and LDTs | Land Use: Increase density in Land Use Planning (LUT-1) | VOC | 1% | 9.45% | NA | 8.501% | 121.1973 | Y | Y | Y | Y | Med | Med |  | O-35VOC | 70 |  |  |  | mobile | 70
71 | 50 | R-Select | O-36 | Passenger Cars and LDTs | Land Use: Increase Diversity of Urban and Suburban Developments (Mixed Use) LUT-3 | NOx | 1% | 19.5% | NA | 9.71% | 203.026 | Y | Y | Y | Y | Med | Med |  | O-36NOx | 71 |  |  |  | mobile | 71
72 | 50 | R-Select | O-36 | Passenger Cars and LDTs | Land Use: Increase Diversity of Urban and Suburban Developments (Mixed Use) LUT-3 | VOC | 1% | 11.7% | NA | 8.501% | 150.0539 | Y | Y | Y | Y | Med | Med |  | O-36VOC | 72 |  |  |  | mobile | 72
73 | 20 | EmissRed | O-40 | Heavy Duty Trucks | Last Mile Delivery | NOx | 10% | 50% | NA | 7.457% | 3998.0616 | Y | Y | Y | Y | Med | High |  | O-40NOx | 73 |  |  |  | mobile | 73
74 | 18 | EmissRed | NP - 32 | Adhesive and Sealant Applications | VOC Content Limits | VOC | 30% | 85% | NA | 1.044% | 4017.7334 | Y | Y | Y (IL, IN, MI, OH, WI) | Y | High | Med |  | NP - 32VOC | 74 | ILINMIMNOHWI |  |  | nonpoint | 74
75 | 3 | EmissRed | NP - 35 | Adhesives and Coatings | UV/EB-Cured Adhesives and Coatings | VOC | 10% | 59.5% | NA | 9.664% | 8674.6571 | Y | Y | Y (IL, IN, MI, OH, WI) | Y | High | High |  | NP - 35VOC | 75 | ILINMIMNOHWI |  |  | nonpoint | 75
76 | 12 | EmissRed | NP - 41 | Coatings and Ink Manufacturing | UV/EB-Cured Coatings & Inks | VOC | 10% | 59.5% | NA | 12.53% | 11246.2026 | Y | Y | Y (IL, IN, MI, OH, WI) | Y | High | High |  | NP - 41VOC | 76 | ILINMIMNOHWI |  |  | nonpoint | 76
77 | 5 | EmissRed | NP - 83 | General Stationary Sources | Weatherization and Smart Grid Electricity Usage | NOx | 10% | 59.66% | NA | 12.68% | 8114.9631 | Y | Y | Y | Y | High | High |  | NP - 83NOx | 77 |  |  |  | nonpoint | 77
78 | 5 | EmissRed | NP - 83 | General Stationary Sources | Weatherization and Smart Grid Electricity Usage | VOC | 10% | 59.55% | NA | 8.421% | 7564.8245 | Y | Y | Y | Y | High | High |  | NP - 83VOC | 78 |  |  |  | nonpoint | 78
79 | 4 | EmissRed | NP - 84 | General Stationary Sources | Financial Incentive Programs: Transition to Zero and Near-Zero Emission Technologies for Stationary Sources | VOC | 10% | 59.7% | NA | 8.421% | 7583.9975 | Y | Y | Y | Y | High | High |  | NP - 84VOC |  |  |  |  | nonpoint | 79
80 | 4 | EmissRed | NP - 84 | General Stationary Sources | Financial Incentive Programs: Transition to Zero and Near-Zero Emission Technologies for Stationary Sources | NOx | 10% | 60.14% | NA | 12.68% | 8179.7037 | Y | Y | Y | Y | High | High |  | NP - 84NOx |  |  |  |  | nonpoint | 80

## Shortlist_xref
Top Ten Lists
Emission Reductions | Top Ten List | On Previous List? | Dropped From Previous Shortlist
Mobile |  |  | O-15 | NOx | O-15NOx | EmissRed
O-11 | EmissRed | Y | NP - 58 | VOC | NP - 58VOC | C-E
O-10 | EmissRed | Y | NP - 55 | VOC | NP - 55VOC | C-E
O-3 | EmissRed | Y | NP - 25 | VOC | NP - 25VOC | EmissRed
O-40 | EmissRed | Y | NP - 8 | NOx | NP - 8NOx | EmissRed
O-12 | EmissRed | Y | NP - 23 | VOC | NP - 23VOC | EmissRed
N-16 | EmissRed | Y | NP - 21 | VOC | NP - 21VOC | EmissRed
N-17 | EmissRed | Y | P - 46 | NOx | P - 46NOx | C-E
O-16 | EmissRed | Y | P - 47 | NOx | P - 47NOx | C-E
M-6 | EmissRed | Y | P - 59 | NOx | P - 59NOx | EmissRed
O-17 | EmissRed | Y | P - 4 | NOx | P - 4NOx | EmissRed
O-8 | EmissRed | Y
M-6 | CE | Y
O-33 | CE | Y | Added to Shortlist (not on Previous Shortlist)
A-2 | CE | Y | NP - 35 | EmissRed | N
O-31 | CE | Y | NP - 19 | EmissRed | N
O-41 | CE | Y | NP - 41 | EmissRed | N
O-42 | CE | Y | NP - 32 | EmissRed | N
R-2 | CE | Y | NP - 59 | C-E | N
R-4 | CE | Y | P - 11 | EmissRed | N
O-1 | CE | Y | P - 12 | EmissRed | N
O-11 | CE | Y | NP-32 | EmissRed | N
N-1 | R-Select | Y
O-34 | R-Select | Y
O-35 | R-Select | Y
O-36 | R-Select | Y
O-39 | R-Select | Y
N-18 | R-Select | Y
O-5, O-6 | R-Select | Y
Nonpoint
NP - 26 | EmissRed | Y
NP - 35 | EmissRed | N
NP - 83 | EmissRed | Y
NP - 84 | EmissRed | Y
NP - 7 | EmissRed | Y
NP - 19 | EmissRed | N
NP - 41 | EmissRed | N
NP - 5 | EmissRed | Y
NP - 6 | EmissRed | Y
NP - 32 | EmissRed | N
NP - 13 | C-E | Y
NP - 1 | C-E | Y
NP - 77 | C-E | Y
NP - 48 | C-E | Y
NP - 59 | C-E | N
NP - 61 | C-E | Y
NP - 81 | C-E | Y
NP - 62 | C-E | Y
NP - 72 | C-E | Y
NP - 78 | C-E | Y
NP - 43 | R-Select | Y
Point
P - 15 | EmissRed | Y
P - 11 | EmissRed | N
P - 2 | EmissRed | Y
P - 56 | EmissRed | Y
P - 58 | EmissRed | Y
P - 3 | EmissRed | Y
P - 12 | EmissRed | N
P - 1 | EmissRed | Y
P - 13 | EmissRed | Y
P - 57 | EmissRed | Y
P - 61 | EmissRed | N
P - 24 | C-E | Y
P - 101 | C-E | Y
P - 99 | C-E | Y
P - 18 | C-E | Y
P - 100 | C-E | Y
P - 45 | C-E | Y
P - 54 | C-E | Y
P - 23 | C-E | Y
P - 19 | C-E | Y
P - 56 | C-E | Y
P - 25 | R-Select | Y